## Accommodation 01
Sector | ANZSIC Code | CompanyName | Boiler Site | Boiler Make | Boiler Model No. | Boiler Type | Year Installed | Size MW | Output Type | Maximum Output Amount t/hr | Normal Operating Pressure bar | Normal Operating Output MW | Normal Hours Operated per Day | Normal Days Operated per Year | Boiler Annual Heat Output GWh | Winter Heating Only? | Annual Cogen Elec.Output kWh | Normal Boiler Operating Temperature oC | Fuel Type | Annual Fuel Use for Boiler Only | Fuel Unit | Fuel CV kJ per Fuel Unit | Date of Last Boiler Tuning Report | Operating Efficiency | Annual CO2e Emissions t | Mail Address | Region | GIS East | GIS - Northing | NOTES | Notes 2
No. of Sites: 23 |  | Accommodation
Accommodation |  | GloPeak Hotels PTE Ltd Trading | Holiday Inn Auckland Airport (Glopeak NZ Hotels) |  |  |  |  | 0.714 |  |  |  |  | 17 | 365 |  | no |  |  | Natural gas | [7 empty] | Auckland | 174.7858 | -36.9731
Accommodation | H440000 | GloPeak Hotels PTE Ltd Trading | Holiday Inn Auckland Airport (Glopeak NZ Hotels) |  |  |  |  | 0.714 |  |  |  |  | 17 | 365 |  | no |  |  | Natural gas | [7 empty] | Auckland | 174.7858 | -36.9731
Accommodation | H440000 | Fiordland Hotel | 1 Burnby Place, Te Anau | Boag/ Buchanan |  |  | 1975 | [11 empty] | coal | 96 | tonnes |  |  |  |  | Po Box 63 | Southland | 167.7246 | -45.4206
Accommodation | H440000 | Ascot Park Motels | Cnr Racecourse Road and East Road, Invercargill | Boag |  |  | 1971 | 0.78 | Hot water |  | 3 |  |  |  | 3416 |  |  | 85 | lignite |  |  |  |  | 70 |  |  | Southland | 168.3936 | -46.4056 | -46.405611,168.393631
Accommodation | H440000 | Ascot Park Motels | Cnr Racecourse Road and East Road, Invercargill | Trepass |  |  | 1994 | 1 | Hot water |  | 3 |  |  |  | 4380 |  |  | 85 | lignite |  |  |  |  | 85 |  |  | Southland | 168.3936 | -46.4056
Accommodation | H440000 | Silo Stay Ltd | Silo Stay | [23 empty] | Canterbury | 172.8246 | -43.7869 | has 1 boiler no other cokments
Accommodation | H440000 | Alexandra Motel | Alexandra | [15 empty] | Diesel boiler | [10 empty] | 2005 ORC inventory
Accommodation | H440000 | Alexandra Tourist Park | Alexandra | [15 empty] | Diesel boiler | [7 empty] | Otago | 169.3954 | -45.2434 | 2005 ORC inventory
Accommodation | H440000 | Ocean Lodge | 20 Muritai St Nelson | [5 empty] | HW | [6 empty] | No |  |  | Diesel | 8000? | litres | [5 empty] | Nelson | 173.2473 | -41.2831 | 2006 NCC inventory
Accommodation | H440000 | Honest Lawyer Hotel | 1 Point Rd Nelson | [5 empty] | HW | [9 empty] | LPG | 12.5? | tonnes | [5 empty] | Nelson | 173.2187 | -41.3061 | 2006 NCC inventory
Accommodation | H440000 | Parkroyal Queenstown | Beach St Queenstown | [15 empty] | Diesel boiler | 150000? | litres | [5 empty] | Otago | 168.6569 | -45.0333 | 2005 ORC inventory
Accommodation | H440000 | Rydges Queenstown | Lake Esplanade Queenstown | [15 empty] | Diesel boiler | 30000? | litres | [5 empty] | Otago | 168.6515 | -45.0354 | 2005 ORC inventory
Accommodation | H440000 | Rydges Queenstown | Lake Esplanade Queenstown | [15 empty] | LPG boiler | 6000? | litres | [5 empty] | Otago | 168.6515 | -45.0354 | 2005 ORC inventory
Accommodation | H440000 | The Heritage Queenstown | Fernhill Road Queenstown | [15 empty] | LPG boiler | 160000? | litres | [5 empty] | Otago | 168.6426 | -45.0379 | 2005 ORC inventory
| H440000 | Wigram Lodge 2001 Ltd | Hornby | [15 empty] | wood chip | [7 empty] | Canterbury | 172.5407 | -43.5501
Accommodation | H440000 | Southern Cross Hotel - Scenic Circle | Cnr Princes & High Streets Dunedin | [15 empty] | Diesel |  | litres | [5 empty] | Otago | 170.5012 | -45.8777 | 2005 ORC inventory
Accommodation |  | BNZ Property Services | Princes St Dunedin |  |  |  |  | 1.8 | [10 empty] | Diesel | 10000? | litres | [5 empty] | Otago |  |  | 2005 ORC inventory
Accommodation |  | Forefront Holdings Ltd | Princes Street Dunedin |  |  |  |  | 2.1 | [10 empty] | Diesel | 56000? | litres | [5 empty] | Otago |  |  | 2005 ORC inventory
Accommodation |  | Housing Corp Ltd | Princes Street Dunedin |  |  |  |  | 1.6 | [10 empty] | LFO | 96000? | litres | [5 empty] | Otago |  |  | 2005 ORC inventory
Accommodation |  | NZ Post Properties Ltd | Princes Street Dunedin |  |  |  |  | 1.2 | [10 empty] | Diesel | [7 empty] | Otago |  |  | 2005 ORC inventory
Accommodation |  | James Maurice Properties | Dunedin |  |  |  |  | 0.75 | [10 empty] | LPG | [7 empty] | Otago |  |  | 2005 ORC inventory
Accommodation |  | Plaza Property Trust | [5 empty] | 0.806 | [10 empty] | LFO | [10 empty] | 2005 ORC inventory
Accommodation |  | Plaza Property Trust | [5 empty] | 0.806 | [10 empty] | LFO
[7 empty] | Total | 12.27 | [5 empty] | Total | 7796
[7 empty] | Entries | 23 | [5 empty] | Entries | 23
[7 empty] | Entries Filled | 11 | [5 empty] | Entries Filled | 2
[7 empty] | % Filled | 47.83% | [5 empty] | % Filled | 8.696%

## Correctional & Detention 02
Sector | ANZSIC Code | CompanyName | Boiler Site | Boiler Make | Boiler Model No. | Boiler Type | Year Installed | Size MW | Output Type | Maximum Output Amount t/hr | Normal Operating Pressure bar | Normal Operating Output MW | Normal Hours Operated per Day | Normal Days Operated per Year | Boiler Annual Heat Output GWh | Winter Heating Only? | Annual Cogen Elec.Output kWh | Normal Boiler Operating Temperature oC | Fuel Type | Annual Fuel Use for Boiler Only | Fuel Unit | Fuel CV kJ per Fuel Unit | Date of Last Boiler Tuning Report | Operating Efficiency | Annual CO2e Emissions t | Town | Region | GIS - Easting | GIS - North | Notes
No. of Sites: 345 |  | Correctional and Detention Services
Correctional and Detention Services | O771400 | Arohata Women's Prison |  | TBA | TBA | [13 empty] | NATURAL GAS | [6 empty] | Wellington 5249 | wellington | 174.8264 | -41.1871 | T: +64 (0)4 587 0967 - M: +64 (0)21 282 0737 - F: +64 (0)4 587 0999
Correctional and Detention Services | O771400 | Arohata Women's Prison |  | TBA | TBA | [13 empty] | NATURAL GAS | [6 empty] | Wellington 5249 | wellington | 174.8264 | -41.1871
Correctional and Detention Services | O771400 | Auckland Central Remand Prison | [23 empty] | Mt Eden | Auckland | 174.7676 | -36.8657 | T: +64 (0)4 587 0967 - M: +64 (0)21 282 0737 - F: +64 (0)4 587 0999
Correctional and Detention Services | O771400 | Auckland Prison (Paremoremo) |  | GARIONI NAVAL | NG/C 500 |  |  | 0.5 | [10 empty] | NATURAL GAS | [6 empty] | Albany | Auckland | 174.7595 | -36.8339 | T: +64 (0)4 587 0967 - M: +64 (0)21 282 0737 - F: +64 (0)4 587 0999
Correctional and Detention Services | O771400 | Auckland Prison (Paremoremo) |  | YGNIS | EM400 |  |  | 0.4 | [10 empty] | NATURAL GAS | [6 empty] | Albany | Auckland | 174.7595 | -36.8339
Correctional and Detention Services | O771400 | Auckland Prison (Paremoremo) |  | YGNIS | EM400 |  |  | 0.4 | [10 empty] | NATURAL GAS | [6 empty] | Albany | Auckland | 174.7595 | -36.8339
Correctional and Detention Services | O771400 | Auckland Prison (Paremoremo) |  | MAN B AND W | PROCON 75 | [13 empty] | NATURAL GAS | [6 empty] | Albany | Auckland | 174.7595 | -36.8339
Correctional and Detention Services | O771400 | Auckland Prison (Paremoremo) |  | Unknown | Unknown | [13 empty] | NATURAL GAS | [6 empty] | Albany | Auckland | 174.7595 | -36.8339
Correctional and Detention Services | O771400 | Auckland Prison (Paremoremo) |  | YGNIS | AY 100 |  |  | 0.1 | [10 empty] | NATURAL GAS | [6 empty] | Albany | Auckland | 174.7595 | -36.8339
Correctional and Detention Services | O771400 | Auckland Prison (Paremoremo) |  | HOVAL | SR125A21 | [13 empty] | NATURAL GAS | [6 empty] | Albany | Auckland | 174.7595 | -36.8339
Correctional and Detention Services | O771400 | Auckland Prison (Paremoremo) |  | HOVAL | SR 150 | [13 empty] | NATURAL GAS | [6 empty] | Albany | Auckland | 174.7595 | -36.8339
Correctional and Detention Services | O771400 | Auckland Prison (Paremoremo) |  | YGNIS | EM500 |  |  | 0.5 | [10 empty] | NATURAL GAS | [6 empty] | Albany | Auckland | 174.7595 | -36.8339
Correctional and Detention Services | O771400 | Auckland Prison (Paremoremo) |  | YGNIS | EM500 |  |  | 0.5 | [10 empty] | NATURAL GAS | [6 empty] | Albany | Auckland | 174.7595 | -36.8339
Correctional and Detention Services | O771400 | Auckland Prison (Paremoremo) |  | YGNIS | EM500 |  |  | 0.5 | [10 empty] | NATURAL GAS | [6 empty] | Albany | Auckland | 174.7595 | -36.8339
Correctional and Detention Services | O771400 | Auckland Prison (Paremoremo) |  | YGNIS | EM600 |  |  | 0.6 | [10 empty] | NATURAL GAS | [6 empty] | Albany | Auckland | 174.7595 | -36.8339
Correctional and Detention Services | O771400 | Auckland Prison (Paremoremo) |  | YGNIS | EM600 |  |  | 0.6 | [10 empty] | NATURAL GAS | [6 empty] | Albany | Auckland | 174.7595 | -36.8339
Correctional and Detention Services | O771400 | Auckland Prison (Paremoremo) |  | YGNIS | EM600 |  |  | 0.6 | [10 empty] | NATURAL GAS | [6 empty] | Albany | Auckland | 174.7595 | -36.8339
Correctional and Detention Services | O771400 | Auckland Prison (Paremoremo) |  | YGNIS | EM500 |  |  | 0.5 | [10 empty] | NATURAL GAS | [6 empty] | Albany | Auckland | 174.7595 | -36.8339
Correctional and Detention Services | O771400 | Auckland Prison (Paremoremo) |  | YGNIS | EM500 |  |  | 0.5 | [10 empty] | NATURAL GAS | [6 empty] | Albany | Auckland | 174.7595 | -36.8339
Correctional and Detention Services | O771400 | Auckland Prison (Paremoremo) |  | YGNIS | NG/C 750 |  |  | 0.75 | [10 empty] | NATURAL GAS | [6 empty] | Albany | Auckland | 174.7595 | -36.8339
Correctional and Detention Services | O771400 | Auckland Prison (Paremoremo) |  | YGNIS | EM500 |  |  | 0.5 | [10 empty] | NATURAL GAS | [6 empty] | Albany | Auckland | 174.7595 | -36.8339
Correctional and Detention Services | O771400 | Auckalnd Region Woman's Correction Facility |  | YGNIS | EMK750 |  |  | 0.75 | [10 empty] | NATURAL GAS | [6 empty] | Auckalnd | Auckland | 174.8512 | -37.0127 | T: +64 (0)4 587 0967 - M: +64 (0)21 282 0737 - F: +64 (0)4 587 0999
Correctional and Detention Services | O771400 | Auckalnd Region Woman's Correction Facility |  | YGNIS | EMK1200 |  |  | 1.2 | [10 empty] | NATURAL GAS | [6 empty] | Auckalnd | Auckland | 174.8512 | -37.0127
Correctional and Detention Services | O771400 | Auckalnd Region Woman's Correction Facility |  | YGNIS | EM1200 |  |  | 1.2 | [10 empty] | NATURAL GAS | [6 empty] | Auckalnd | Auckland | 174.8512 | -37.0127
Correctional and Detention Services | O771400 | Christchurch Prison |  | BONGIOANNI | EUROBONGAS. | [13 empty] | DIESEL | [6 empty] | Christchurch | Canterbury |  | -43.5034 | T: +64 (0)4 587 0967 - M: +64 (0)21 282 0737 - F: +64 (0)4 587 0999
Correctional and Detention Services | O771400 | Christchurch Prison |  | ENERGY PRODUCTS | YGNIS AQUATHERM EMK500 |  |  | 0.5 | [10 empty] | DIESEL | [6 empty] | Christchurch | Canterbury |  | -43.5034
Correctional and Detention Services | O771400 | Christchurch Prison |  | ENERGY PRODUCTS | YGNIS | [13 empty] | DIESEL | [6 empty] | Christchurch | Canterbury |  | -43.5034
Correctional and Detention Services | O771400 | Christchurch Prison |  | ENERGY PRODUCTS | YGNIS | [13 empty] | DIESEL | [6 empty] | Christchurch | Canterbury |  | -43.5034
Correctional and Detention Services | O771400 | Christchurch Prison |  | AQUATHERM | AY 250 |  |  | 0.25 | [10 empty] | DIESEL | [6 empty] | Christchurch | Canterbury |  | -43.5034
Correctional and Detention Services | O771400 | Christchurch Prison |  | YGNIS | [14 empty] | DIESEL | [6 empty] | Christchurch | Canterbury |  | -43.5034
Correctional and Detention Services | O771400 | Christchurch Prison |  | HOVAL | SR250 |  |  | 0.25 | [10 empty] | DIESEL | [6 empty] | Christchurch | Canterbury |  | -43.5034
Correctional and Detention Services | O771400 | Christchurch Prison |  | HOVAL | SR250 |  |  | 0.25 | [10 empty] | DIESEL | [6 empty] | Christchurch | Canterbury |  | -43.5034
Correctional and Detention Services | O771400 | Christchurch Prison |  | HOVAL | SR400 |  |  | 0.4 | [10 empty] | DIESEL | [6 empty] | Christchurch | Canterbury |  | -43.5034
Correctional and Detention Services | O771400 | Christchurch Prison |  | HOVAL | SR900 |  |  | 0.9 | [10 empty] | DIESEL | [6 empty] | Christchurch | Canterbury |  | -43.5034
Correctional and Detention Services | O771400 | Christchurch Prison |  | YGNIS | AY100 |  |  | 0.1 | [10 empty] | DIESEL | [6 empty] | Christchurch | Canterbury |  | -43.5034
Correctional and Detention Services | O771400 | Christchurch Woman's Prison |  | HOVAL | RIELLO PRESS 3G BURNER | [13 empty] | DIESEL | [6 empty] | Christchurch | Canterbury |  |  | T: +64 (0)4 587 0967 - M: +64 (0)21 282 0737 - F: +64 (0)4 587 0999
Correctional and Detention Services | O771400 | Christchurch Woman's Prison |  | FERROLI | RIELLO PRESS 3G BURNER | [13 empty] | DIESEL | [6 empty] | Christchurch | Canterbury
Correctional and Detention Services | O771400 | Hawke's Bay Regional Prison |  | MAN | [14 empty] | NATURAL GAS | [6 empty] | Hastings | Hawke's Bay | 176.7816 | -39.662 | T: +64 (0)4 587 0967 - M: +64 (0)21 282 0737 - F: +64 (0)4 587 0999
Correctional and Detention Services | O771400 | Hawke's Bay Regional Prison |  | MAN | [14 empty] | NATURAL GAS | [6 empty] | Hastings | Hawke's Bay | 176.7816 | -39.662
Correctional and Detention Services | O771400 | Hawke's Bay Regional Prison |  | AQUATHERM YGNIS | AY 250 |  |  | 0.25 | [10 empty] | NATURAL GAS | [6 empty] | Hastings | Hawke's Bay | 176.7816 | -39.662
Correctional and Detention Services | O771400 | Hawke's Bay Regional Prison |  | AQUATHERM YGNIS | AY 250 |  |  | 0.25 | [10 empty] | NATURAL GAS | [6 empty] | Hastings | Hawke's Bay | 176.7816 | -39.662
Correctional and Detention Services | O771400 | Hawke's Bay Regional Prison |  | AQUATHERM YGNIS | AY 250 |  |  | 0.25 | [10 empty] | NATURAL GAS | [6 empty] | Hastings | Hawke's Bay | 176.7816 | -39.662
Correctional and Detention Services | O771400 | Hawke's Bay Regional Prison |  | AQUATHERM YGNIS | AY 250 |  |  | 0.25 | [10 empty] | NATURAL GAS | [6 empty] | Hastings | Hawke's Bay | 176.7816 | -39.662
Correctional and Detention Services | O771400 | Hawke's Bay Regional Prison |  | AQUATHERM YGNIS | AY 250 |  |  | 0.25 | [10 empty] | NATURAL GAS | [6 empty] | Hastings | Hawke's Bay | 176.7816 | -39.662
Correctional and Detention Services | O771400 | Hawke's Bay Regional Prison |  | HOVAL | SIZE F 31 | [13 empty] | NATURAL GAS | [6 empty] | Hastings | Hawke's Bay | 176.7816 | -39.662
Correctional and Detention Services | O771400 | Hawke's Bay Regional Prison |  | HOVAL | SIZE F31 | [13 empty] | NATURAL GAS | [6 empty] | Hastings | Hawke's Bay | 176.7816 | -39.662
Correctional and Detention Services | O771400 | Hawke's Bay Regional Prison |  | BAXI | R30 |  |  | 0.045 | [10 empty] | NATURAL GAS | [6 empty] | Hastings | Hawke's Bay | 176.7816 | -39.662
Correctional and Detention Services | O771400 | Hawke's Bay Regional Prison |  | BAXI | R30 |  |  | 0.045 | [10 empty] | NATURAL GAS | [6 empty] | Hastings | Hawke's Bay | 176.7816 | -39.662
Correctional and Detention Services | O771400 | Hawke's Bay Regional Prison |  | BAXI | LUNA | [13 empty] | NATURAL GAS | [6 empty] | Hastings | Hawke's Bay | 176.7816 | -39.662
Correctional and Detention Services | O771400 | Hawke's Bay Regional Prison |  | BAXI | R30 |  |  | 0.045 | [10 empty] | NATURAL GAS | [6 empty] | Hastings | Hawke's Bay | 176.7816 | -39.662
Correctional and Detention Services | O771400 | Hawke's Bay Regional Prison |  | BAXI | R30 |  |  | 0.045 | [10 empty] | NATURAL GAS | [6 empty] | Hastings | Hawke's Bay | 176.7816 | -39.662
Correctional and Detention Services | O771400 | Hawke's Bay Regional Prison |  | RENDAMAX | R30 |  |  | 0.045 | [10 empty] | NATURAL GAS | [6 empty] | Hastings | Hawke's Bay | 176.7816 | -39.662
Correctional and Detention Services | O771400 | Hawke's Bay Regional Prison |  | RENDMAX | R30 |  |  | 0.045 | [10 empty] | NATURAL GAS | [6 empty] | Hastings | Hawke's Bay | 176.7816 | -39.662
Correctional and Detention Services | O771400 | Hawke's Bay Regional Prison |  | RENDAMAX | R30 |  |  | 0.045 | [10 empty] | NATURAL GAS | [6 empty] | Hastings | Hawke's Bay | 176.7816 | -39.662
Correctional and Detention Services | O771400 | Hawke's Bay Regional Prison |  | RENDAMAX | R30 |  |  | 0.045 | [10 empty] | NATURAL GAS | [6 empty] | Hastings | Hawke's Bay | 176.7816 | -39.662
Correctional and Detention Services | O771400 | Hawke's Bay Regional Prison |  | RENDAMAX | R30 |  |  | 0.045 | [10 empty] | NATURAL GAS | [6 empty] | Hastings | Hawke's Bay | 176.7816 | -39.662
Correctional and Detention Services | O771400 | Hawke's Bay Regional Prison |  | RENDAMAX | R30 |  |  | 0.045 | [10 empty] | NATURAL GAS | [6 empty] | Hastings | Hawke's Bay | 176.7816 | -39.662
Correctional and Detention Services | O771400 | Hawke's Bay Regional Prison |  | RENDAMAX | R30 |  |  | 0.045 | [10 empty] | NATURAL GAS | [6 empty] | Hastings | Hawke's Bay | 176.7816 | -39.662
Correctional and Detention Services | O771400 | Hawke's Bay Regional Prison |  | RENDAMAX | R30 |  |  | 0.045 | [10 empty] | NATURAL GAS | [6 empty] | Hastings | Hawke's Bay | 176.7816 | -39.662
Correctional and Detention Services | O771400 | Hawke's Bay Regional Prison |  | RENDAMAX | R30 |  |  | 0.045 | [10 empty] | NATURAL GAS | [6 empty] | Hastings | Hawke's Bay | 176.7816 | -39.662
Correctional and Detention Services | O771400 | Hawke's Bay Regional Prison |  | RENDAMAX | R30 |  |  | 0.045 | [10 empty] | NATURAL GAS | [6 empty] | Hastings | Hawke's Bay | 176.7816 | -39.662
Correctional and Detention Services | O771400 | Hawke's Bay Regional Prison |  | RENDMAX | R30 |  |  | 0.045 | [10 empty] | NATURAL GAS | [6 empty] | Hastings | Hawke's Bay | 176.7816 | -39.662
Correctional and Detention Services | O771400 | Hawke's Bay Regional Prison |  | RENDAMAX | R30 |  |  | 0.045 | [10 empty] | NATURAL GAS | [6 empty] | Hastings | Hawke's Bay | 176.7816 | -39.662
Correctional and Detention Services | O771400 | Hawke's Bay Regional Prison |  | RENDAMAX | R30 |  |  | 0.045 | [10 empty] | NATURAL GAS | [6 empty] | Hastings | Hawke's Bay | 176.7816 | -39.662
Correctional and Detention Services | O771400 | Hawke's Bay Regional Prison |  | RENDAMAX | R30 |  |  | 0.045 | [10 empty] | NATURAL GAS | [6 empty] | Hastings | Hawke's Bay | 176.7816 | -39.662
Correctional and Detention Services | O771400 | Hawke's Bay Regional Prison |  | RENDAMAX | R30 |  |  | 0.045 | [10 empty] | NATURAL GAS | [6 empty] | Hastings | Hawke's Bay | 176.7816 | -39.662
Correctional and Detention Services | O771400 | Hawke's Bay Regional Prison |  | RENDMAX | R30 |  |  | 0.045 | [10 empty] | NATURAL GAS | [6 empty] | Hastings | Hawke's Bay | 176.7816 | -39.662
Correctional and Detention Services | O771400 | Hawke's Bay Regional Prison |  | RENDAMAX | R30 |  |  | 0.045 | [10 empty] | NATURAL GAS | [6 empty] | Hastings | Hawke's Bay | 176.7816 | -39.662
Correctional and Detention Services | O771400 | Hawke's Bay Regional Prison |  | RENDAMAX | R30 |  |  | 0.045 | [10 empty] | NATURAL GAS | [6 empty] | Hastings | Hawke's Bay | 176.7816 | -39.662
Correctional and Detention Services | O771400 | Hawke's Bay Regional Prison |  | RENDAMAX | R30 |  |  | 0.045 | [10 empty] | NATURAL GAS | [6 empty] | Hastings | Hawke's Bay | 176.7816 | -39.662
Correctional and Detention Services | O771400 | Hawke's Bay Regional Prison |  | RENDAMAX | R30 |  |  | 0.045 | [10 empty] | NATURAL GAS | [6 empty] | Hastings | Hawke's Bay | 176.7816 | -39.662
Correctional and Detention Services | O771400 | Hawke's Bay Regional Prison |  | RENDAMAX | R30 |  |  | 0.045 | [10 empty] | NATURAL GAS | [6 empty] | Hastings | Hawke's Bay | 176.7816 | -39.662
Correctional and Detention Services | O771400 | Hawke's Bay Regional Prison |  | RENDAMAX | R30 |  |  | 0.045 | [10 empty] | NATURAL GAS | [6 empty] | Hastings | Hawke's Bay | 176.7816 | -39.662
Correctional and Detention Services | O771400 | Hawke's Bay Regional Prison |  | RENDMAX | R30 |  |  | 0.045 | [10 empty] | NATURAL GAS | [6 empty] | Hastings | Hawke's Bay | 176.7816 | -39.662
Correctional and Detention Services | O771400 | Hawke's Bay Regional Prison |  | RENDAMAX | R30 |  |  | 0.045 | [10 empty] | NATURAL GAS | [6 empty] | Hastings | Hawke's Bay | 176.7816 | -39.662
Correctional and Detention Services | O771400 | Hawke's Bay Regional Prison |  | RENDAMAX | R30 |  |  | 0.045 | [10 empty] | NATURAL GAS | [6 empty] | Hastings | Hawke's Bay | 176.7816 | -39.662
Correctional and Detention Services | O771400 | Hawke's Bay Regional Prison |  | RENDAMAX | R30 |  |  | 0.045 | [10 empty] | NATURAL GAS | [6 empty] | Hastings | Hawke's Bay | 176.7816 | -39.662
Correctional and Detention Services | O771400 | Hawke's Bay Regional Prison |  | RENDMAX | R30 |  |  | 0.045 | [10 empty] | NATURAL GAS | [6 empty] | Hastings | Hawke's Bay | 176.7816 | -39.662
Correctional and Detention Services | O771400 | Hawke's Bay Regional Prison |  | RENDAMAX | R30 |  |  | 0.045 | [10 empty] | NATURAL GAS | [6 empty] | Hastings | Hawke's Bay | 176.7816 | -39.662
Correctional and Detention Services | O771400 | Hawke's Bay Regional Prison |  | RENDAMAX | R30 |  |  | 0.045 | [10 empty] | NATURAL GAS | [6 empty] | Hastings | Hawke's Bay | 176.7816 | -39.662
Correctional and Detention Services | O771400 | Hawke's Bay Regional Prison |  | RENDAMAX | R30 |  |  | 0.045 | [10 empty] | NATURAL GAS | [6 empty] | Hastings | Hawke's Bay | 176.7816 | -39.662
Correctional and Detention Services | O771400 | Hawke's Bay Regional Prison |  | RENDAMAX | R30 |  |  | 0.045 | [10 empty] | NATURAL GAS | [6 empty] | Hastings | Hawke's Bay | 176.7816 | -39.662
Correctional and Detention Services | O771400 | Hawke's Bay Regional Prison |  | RENDAMAX | R30 |  |  | 0.045 | [10 empty] | NATURAL GAS | [6 empty] | Hastings | Hawke's Bay | 176.7816 | -39.662
Correctional and Detention Services | O771400 | Hawke's Bay Regional Prison |  | RENDAMAX | R30 |  |  | 0.045 | [10 empty] | NATURAL GAS | [6 empty] | Hastings | Hawke's Bay | 176.7816 | -39.662
Correctional and Detention Services | O771400 | Hawke's Bay Regional Prison |  | RENDAMAX | R30 |  |  | 0.045 | [10 empty] | NATURAL GAS | [6 empty] | Hastings | Hawke's Bay | 176.7816 | -39.662
Correctional and Detention Services | O771400 | Hawke's Bay Regional Prison |  | RENDAMAX | R30 |  |  | 0.045 | [10 empty] | NATURAL GAS | [6 empty] | Hastings | Hawke's Bay | 176.7816 | -39.662
Correctional and Detention Services | O771400 | Hawke's Bay Regional Prison |  | RENDMAX | R30 |  |  | 0.045 | [10 empty] | NATURAL GAS | [6 empty] | Hastings | Hawke's Bay | 176.7816 | -39.662
Correctional and Detention Services | O771400 | Hawke's Bay Regional Prison |  | RENDAMAX | R30 |  |  | 0.045 | [10 empty] | NATURAL GAS | [6 empty] | Hastings | Hawke's Bay | 176.7816 | -39.662
Correctional and Detention Services | O771400 | Hawke's Bay Regional Prison |  | RENDAMAX | R30 |  |  | 0.045 | [10 empty] | NATURAL GAS | [6 empty] | Hastings | Hawke's Bay | 176.7816 | -39.662
Correctional and Detention Services | O771400 | Hawke's Bay Regional Prison |  | ACV | TYPE HR 601 | [13 empty] | NATURAL GAS | [6 empty] | Hastings | Hawke's Bay | 176.7816 | -39.662
Correctional and Detention Services | O771400 | Hawke's Bay Regional Prison |  | ACV | TYPE HR 601 | [13 empty] | NATURAL GAS | [6 empty] | Hastings | Hawke's Bay | 176.7816 | -39.662
Correctional and Detention Services | O771400 | Hawke's Bay Regional Prison |  | ACV | TYPE HR 601 | [13 empty] | NATURAL GAS | [6 empty] | Hastings | Hawke's Bay | 176.7816 | -39.662
Correctional and Detention Services | O771400 | Hawke's Bay Regional Prison |  | RENDAMAX | TYPE HR 601 | [13 empty] | NATURAL GAS | [6 empty] | Hastings | Hawke's Bay | 176.7816 | -39.662
Correctional and Detention Services | O771400 | Hawke's Bay Regional Prison |  | RENDAMAX | TYPE HR 601 | [13 empty] | NATURAL GAS | [6 empty] | Hastings | Hawke's Bay | 176.7816 | -39.662
Correctional and Detention Services | O771400 | Hawke's Bay Regional Prison |  | RENDAMAX | R30 |  |  | 0.045 | [10 empty] | NATURAL GAS | [6 empty] | Hastings | Hawke's Bay | 176.7816 | -39.662
Correctional and Detention Services | O771400 | Hawke's Bay Regional Prison |  | RENDAMAX | R30 |  |  | 0.045 | [10 empty] | NATURAL GAS | [6 empty] | Hastings | Hawke's Bay | 176.7816 | -39.662
Correctional and Detention Services | O771400 | Hawke's Bay Regional Prison |  | RENDAMAX | R30 |  |  | 0.045 | [10 empty] | NATURAL GAS | [6 empty] | Hastings | Hawke's Bay | 176.7816 | -39.662
Correctional and Detention Services | O771400 | Hawke's Bay Regional Prison |  | RENDAMAX | R30 |  |  | 0.045 | [10 empty] | NATURAL GAS | [6 empty] | Hastings | Hawke's Bay | 176.7816 | -39.662
Correctional and Detention Services | O771400 | Hawke's Bay Regional Prison |  | RENDAMAX | R30 |  |  | 0.045 | [10 empty] | NATURAL GAS | [6 empty] | Hastings | Hawke's Bay | 176.7816 | -39.662
Correctional and Detention Services | O771400 | Hawke's Bay Regional Prison |  | RENDAMAX | R30 |  |  | 0.045 | [10 empty] | NATURAL GAS | [6 empty] | Hastings | Hawke's Bay | 176.7816 | -39.662
Correctional and Detention Services | O771400 | Hawke's Bay Regional Prison |  | RENDAMAX | R30 |  |  | 0.045 | [10 empty] | NATURAL GAS | [6 empty] | Hastings | Hawke's Bay | 176.7816 | -39.662
Correctional and Detention Services | O771400 | Hawke's Bay Regional Prison |  | RENDAMAX | R30 |  |  | 0.045 | [10 empty] | NATURAL GAS | [6 empty] | Hastings | Hawke's Bay | 176.7816 | -39.662
Correctional and Detention Services | O771400 | Hawke's Bay Regional Prison |  | RENDAMAX | R30 |  |  | 0.045 | [10 empty] | NATURAL GAS | [6 empty] | Hastings | Hawke's Bay | 176.7816 | -39.662
Correctional and Detention Services | O771400 | Invercargill Prison |  | TAYLOR | [14 empty] | COAL | [6 empty] | Invercargill | Southland | 168.3455 | -46.4037 | T: +64 (0)4 587 0967 - M: +64 (0)21 282 0737 - F: +64 (0)4 587 0999
Correctional and Detention Services | O771400 | Invercargill Prison |  | TRIWAY | [14 empty] | COAL | [6 empty] | Invercargill | Southland | 168.3455 | -46.4037
Correctional and Detention Services | O771400 | Manawatu Prison |  | HYDRO THERM | HC60 | [13 empty] | NATURAL GAS | [6 empty] | Linton | Manawatu | 175.5691 | -40.4001 | T: +64 (0)4 587 0967 - M: +64 (0)21 282 0737 - F: +64 (0)4 587 0999
Correctional and Detention Services | O771400 | Manawatu Prison |  | RHEEM | HC60 | [13 empty] | NATURAL GAS | [6 empty] | Linton | Manawatu | 175.5691 | -40.4001
Correctional and Detention Services | O771400 | Manawatu Prison |  | RHEEM | HC60 | [13 empty] | NATURAL GAS | [6 empty] | Linton | Manawatu | 175.5691 | -40.4001
Correctional and Detention Services | O771400 | Manawatu Prison |  | HOVAL/TAYMAC | SR600 | [13 empty] | NATURAL GAS | [6 empty] | Linton | Manawatu | 175.5691 | -40.4001
Correctional and Detention Services | O771400 | Manawatu Prison |  | HOVAL/TAYMAC | SR600 | [13 empty] | NATURAL GAS | [6 empty] | Linton | Manawatu | 175.5691 | -40.4001
Correctional and Detention Services | O771400 | Manawatu Prison |  | TAYMAC | SR600 | [13 empty] | NATURAL GAS | [6 empty] | Linton | Manawatu | 175.5691 | -40.4001
Correctional and Detention Services | O771400 | Manawatu Prison |  | TAYMAC | SR600 | [13 empty] | NATURAL GAS | [6 empty] | Linton | Manawatu | 175.5691 | -40.4001
Correctional and Detention Services | O771400 | Manawatu Prison |  | TAYMAC | SR600 | [13 empty] | NATURAL GAS | [6 empty] | Linton | Manawatu | 175.5691 | -40.4001
Correctional and Detention Services | O771400 | Manawatu Prison |  | TAYMAC | SR600 | [13 empty] | NATURAL GAS | [6 empty] | Linton | Manawatu | 175.5691 | -40.4001
Correctional and Detention Services | O771400 | Manawatu Prison |  | TAYMAC | SR600 | [13 empty] | NATURAL GAS | [6 empty] | Linton | Manawatu | 175.5691 | -40.4001
Correctional and Detention Services | O771400 | Mount Eden Prison |  | TAYMACH (BURNER: WEISHAUPT) | SR 1200 (BURNER: G8/1D) | [13 empty] | NATURAL GAS | [6 empty] | Auckland | Auckland | 174.7676 | -36.8657
Correctional and Detention Services | O771400 | Mount Eden Prison |  | TAYMACH (BURNER: WEISHAUPT) | SR 1200 (BURNER: G8/1D) | [13 empty] | NATURAL GAS | [6 empty] | Auckland | Auckland | 174.7676 | -36.8657 | T: +64 (0)4 587 0967 - M: +64 (0)21 282 0737 - F: +64 (0)4 587 0999
Correctional and Detention Services | O771400 | New Plymouth Prison |  | HOVAL | HOTLINE 250 | [13 empty] | NATURAL GAS | [6 empty] | New Plymouth | Taranaki | 174.0728 | -39.0632 | T: +64 (0)4 587 0967 - M: +64 (0)21 282 0737 - F: +64 (0)4 587 0999
Correctional and Detention Services | O771400 | New Plymouth Prison |  | AQUATHERM | A2 40 | [13 empty] | NATURAL GAS | [6 empty] | New Plymouth | Taranaki | 174.0728 | -39.0632
Correctional and Detention Services | O771400 | Northland Regional Corrections Facility |  | YGNIS | EM250 | [13 empty] | LPG | [6 empty] | Kaikohe |  | 173.8563 | -35.3956 | T: +64 (0)4 587 0967 - M: +64 (0)21 282 0737 - F: +64 (0)4 587 0999
Correctional and Detention Services | O771400 | Northland Regional Corrections Facility |  | YGNIS | EM250 | [13 empty] | LPG | [6 empty] | Kaikohe | Northland | 173.8563 | -35.3956
Correctional and Detention Services | O771400 | Northland Regional Corrections Facility |  | YGNIS | EM250 | [13 empty] | LPG | [6 empty] | Kaikohe | Northland | 173.8563 | -35.3956
Correctional and Detention Services | O771400 | Northland Regional Corrections Facility |  | YGNIS | C30 | [13 empty] | LPG | [6 empty] | Kaikohe | Northland | 173.8563 | -35.3956
Correctional and Detention Services | O771400 | Northland Regional Corrections Facility |  | AQUATHERM | EM125 | [13 empty] | LPG | [6 empty] | Kaikohe | Northland | 173.8563 | -35.3956
Correctional and Detention Services | O771400 | Northland Regional Corrections Facility |  | AQUATHERM | EM125 | [13 empty] | LPG | [6 empty] | Kaikohe | Northland | 173.8563 | -35.3956
Correctional and Detention Services | O771400 | Northland Regional Corrections Facility |  | AQUATHERM | EM250 | [13 empty] | LPG | [6 empty] | Kaikohe | Northland | 173.8563 | -35.3956
Correctional and Detention Services | O771400 | Northland Regional Corrections Facility |  | AQUATHERM | EM250 | [13 empty] | LPG | [6 empty] | Kaikohe | Northland | 173.8563 | -35.3956
Correctional and Detention Services | O771400 | Northland Regional Corrections Facility |  | YGNIS | C30 | [13 empty] | LPG | [6 empty] | Kaikohe | Northland | 173.8563 | -35.3956
Correctional and Detention Services | O771400 | Northland Regional Corrections Facility |  | Unknown | Unknown | [13 empty] | LPG | [6 empty] | Kaikohe | Northland | 173.8563 | -35.3956
Correctional and Detention Services | O771400 | Northland Regional Corrections Facility |  | YGNIS | EM250 | [13 empty] | LPG | [6 empty] | Kaikohe | Northland | 173.8563 | -35.3956
Correctional and Detention Services | O771400 | Northland Regional Corrections Facility |  | YGNIS | EM250 | [13 empty] | LPG | [6 empty] | Kaikohe | Northland | 173.8563 | -35.3956
Correctional and Detention Services | O771400 | Northland Regional Corrections Facility |  | BONGIOANNI | EM250 | [13 empty] | LPG | [6 empty] | Kaikohe | Northland | 173.8563 | -35.3956
Correctional and Detention Services | O771400 | Northland Regional Corrections Facility |  | BONGIOANNI | EM250 | [13 empty] | LPG | [6 empty] | Kaikohe | Northland | 173.8563 | -35.3956
Correctional and Detention Services | O771400 | Northland Regional Corrections Facility |  | BONGIOANNI | C30 | [13 empty] | LPG | [6 empty] | Kaikohe | Northland | 173.8563 | -35.3956
Correctional and Detention Services | O771400 | Otago Corrections Facility |  | MAN | PROCON75 | [13 empty] | LPG | [6 empty] | Milburn | Otago | 170.0079 | -46.0855 | T: +64 (0)4 587 0967 - M: +64 (0)21 282 0737 - F: +64 (0)4 587 0999
Correctional and Detention Services | O771400 | Otago Corrections Facility |  | MAN | PROCON75 | [13 empty] | LPG | [6 empty] | Milburn | Otago | 170.0079 | -46.0855
Correctional and Detention Services | O771400 | Otago Corrections Facility |  | MAN | PROCON75 | [13 empty] | LPG | [6 empty] | Milburn | Otago | 170.0079 | -46.0855
Correctional and Detention Services | O771400 | Otago Corrections Facility |  | MAN | PROCON75 | [13 empty] | LPG | [6 empty] | Milburn | Otago | 170.0079 | -46.0855
Correctional and Detention Services | O771400 | Otago Corrections Facility |  | MAN BW | PROCON 75 | [13 empty] | LPG | [6 empty] | Milburn | Otago | 170.0079 | -46.0855
Correctional and Detention Services | O771400 | Otago Corrections Facility |  | MAN | PROCON 75 | [13 empty] | LPG | [6 empty] | Milburn | Otago | 170.0079 | -46.0855
Correctional and Detention Services | O771400 | Otago Corrections Facility |  | MAN BW | PROCON 75 | [13 empty] | LPG | [6 empty] | Milburn | Otago | 170.0079 | -46.0855
Correctional and Detention Services | O771400 | Otago Corrections Facility |  | MAN BW | PROCON 75 | [13 empty] | LPG | [6 empty] | Milburn | Otago | 170.0079 | -46.0855
Correctional and Detention Services | O771400 | Otago Corrections Facility |  | MAN BW | PROCON 75 | [13 empty] | LPG | [6 empty] | Milburn | Otago | 170.0079 | -46.0855
Correctional and Detention Services | O771400 | Otago Corrections Facility |  | MAN BW | PROCON 75 | [13 empty] | LPG | [6 empty] | Milburn | Otago | 170.0079 | -46.0855
Correctional and Detention Services | O771400 | Otago Corrections Facility |  | MAN BW | PROCON 75 | [13 empty] | LPG | [6 empty] | Milburn | Otago | 170.0079 | -46.0855
Correctional and Detention Services | O771400 | Otago Corrections Facility |  | MAN BW | PROCON 75 | [13 empty] | LPG | [6 empty] | Milburn | Otago | 170.0079 | -46.0855
Correctional and Detention Services | O771400 | Otago Corrections Facility |  | MAN BW | PROCON 75 | [13 empty] | LPG | [6 empty] | Milburn | Otago | 170.0079 | -46.0855
Correctional and Detention Services | O771400 | Otago Corrections Facility |  | MAN | PROCON 75 | [13 empty] | LPG | [6 empty] | Milburn | Otago | 170.0079 | -46.0855
Correctional and Detention Services | O771400 | Otago Corrections Facility |  | MAN | PROCON 75. ALL THE SAME | [13 empty] | LPG | [6 empty] | Milburn | Otago | 170.0079 | -46.0855
Correctional and Detention Services | O771400 | Otago Corrections Facility |  | MAN | PROCON 75. ALL THE SAME | [13 empty] | LPG | [6 empty] | Milburn | Otago | 170.0079 | -46.0855
Correctional and Detention Services | O771400 | Otago Corrections Facility |  | MAN | PROCON 75 | [13 empty] | LPG | [6 empty] | Milburn | Otago | 170.0079 | -46.0855
Correctional and Detention Services | O771400 | Otago Corrections Facility |  | MAN | PROCON 75 | [13 empty] | LPG | [6 empty] | Milburn | Otago | 170.0079 | -46.0855
Correctional and Detention Services | O771400 | Otago Corrections Facility |  | MNG | PROCON 75 | [13 empty] | LPG | [6 empty] | Milburn | Otago | 170.0079 | -46.0855
Correctional and Detention Services | O771400 | Otago Corrections Facility |  | MNG | GWB75H | [13 empty] | LPG | [6 empty] | Milburn | Otago | 170.0079 | -46.0855
Correctional and Detention Services | O771400 | Otago Corrections Facility |  | MNG | GWB75H | [13 empty] | LPG | [6 empty] | Milburn | Otago | 170.0079 | -46.0855
Correctional and Detention Services | O771400 | Otago Corrections Facility |  | MNG | GWB75H | [13 empty] | LPG | [6 empty] | Milburn | Otago | 170.0079 | -46.0855
Correctional and Detention Services | O771400 | Otago Corrections Facility |  | PROCON 75 | GWB75H | [13 empty] | LPG | [6 empty] | Milburn | Otago | 170.0079 | -46.0855
Correctional and Detention Services | O771400 | Otago Corrections Facility |  | PROCON 75 | GWB75H | [13 empty] | LPG | [6 empty] | Milburn | Otago | 170.0079 | -46.0855
Correctional and Detention Services | O771400 | Otago Corrections Facility |  | PROCON 75 | GWB75H | [13 empty] | LPG | [6 empty] | Milburn | Otago | 170.0079 | -46.0855
Correctional and Detention Services | O771400 | Otago Corrections Facility |  | PROCON 75 | GWB75H | [13 empty] | LPG | [6 empty] | Milburn | Otago | 170.0079 | -46.0855
Correctional and Detention Services | O771400 | Otago Corrections Facility |  | PROCON 75 | GWB75H | [13 empty] | LPG | [6 empty] | Milburn | Otago | 170.0079 | -46.0855
Correctional and Detention Services | O771400 | Otago Corrections Facility |  | PROCON 75 | GWB75H | [13 empty] | LPG | [6 empty] | Milburn | Otago | 170.0079 | -46.0855
Correctional and Detention Services | O771400 | Otago Corrections Facility |  | MAN BW | PROCON 75 | [13 empty] | LPG | [6 empty] | Milburn | Otago | 170.0079 | -46.0855
Correctional and Detention Services | O771400 | Otago Corrections Facility |  | PROCON 75 | GWB75H | [13 empty] | LPG | [6 empty] | Milburn | Otago | 170.0079 | -46.0855
Correctional and Detention Services | O771400 | Otago Corrections Facility |  | PROCON 75 | GWB75H | [13 empty] | LPG | [6 empty] | Milburn | Otago | 170.0079 | -46.0855
Correctional and Detention Services | O771400 | Otago Corrections Facility |  | PROCON 75 | GWB75H | [13 empty] | LPG | [6 empty] | Milburn | Otago | 170.0079 | -46.0855
Correctional and Detention Services | O771400 | Otago Corrections Facility |  | MAN | PROCON 75 | [13 empty] | LPG | [6 empty] | Milburn | Otago | 170.0079 | -46.0855
Correctional and Detention Services | O771400 | Otago Corrections Facility |  | MAN BW | PROCON 75 | [13 empty] | LPG | [6 empty] | Milburn | Otago | 170.0079 | -46.0855
Correctional and Detention Services | O771400 | Otago Corrections Facility |  | MHG | PROCON75 | [13 empty] | LPG | [6 empty] | Milburn | Otago | 170.0079 | -46.0855
Correctional and Detention Services | O771400 | Otago Corrections Facility |  | MHG | PROCON75 | [13 empty] | LPG | [6 empty] | Milburn | Otago | 170.0079 | -46.0855
Correctional and Detention Services | O771400 | Otago Corrections Facility |  | MHG | PROCON75 | [13 empty] | LPG | [6 empty] | Milburn | Otago | 170.0079 | -46.0855
Correctional and Detention Services | O771400 | Otago Corrections Facility |  | MHG | PROCON75 | [13 empty] | LPG | [6 empty] | Milburn | Otago | 170.0079 | -46.0855
Correctional and Detention Services | O771400 | Otago Corrections Facility |  | MHG | PROCON75 | [13 empty] | LPG | [6 empty] | Milburn | Otago | 170.0079 | -46.0855
Correctional and Detention Services | O771400 | Otago Corrections Facility |  | PROCON 75 | GWB75H | [13 empty] | LPG | [6 empty] | Milburn | Otago | 170.0079 | -46.0855
Correctional and Detention Services | O771400 | Otago Corrections Facility |  | PROCON 75 | GWB75H | [13 empty] | LPG | [6 empty] | Milburn | Otago | 170.0079 | -46.0855
Correctional and Detention Services | O771400 | Otago Corrections Facility |  | PROCON 75 | GWB75H | [13 empty] | LPG | [6 empty] | Milburn | Otago | 170.0079 | -46.0855
Correctional and Detention Services | O771400 | Otago Corrections Facility |  | PROCON 75 | GWB75H | [13 empty] | LPG | [6 empty] | Milburn | Otago | 170.0079 | -46.0855
Correctional and Detention Services | O771400 | Otago Corrections Facility |  | PROCON 75 | GWB75H | [13 empty] | LPG | [6 empty] | Milburn | Otago | 170.0079 | -46.0855
Correctional and Detention Services | O771400 | Otago Corrections Facility |  | PROCON 75 | GWB75H | [13 empty] | LPG | [6 empty] | Milburn | Otago | 170.0079 | -46.0855
Correctional and Detention Services | O771400 | Otago Corrections Facility |  | PROCON 75 | GWB75H | [13 empty] | LPG | [6 empty] | Milburn | Otago | 170.0079 | -46.0855
Correctional and Detention Services | O771400 | Otago Corrections Facility |  | PROCON 75 | GWB75H | [13 empty] | LPG | [6 empty] | Milburn | Otago | 170.0079 | -46.0855
Correctional and Detention Services | O771400 | Otago Corrections Facility |  | MAN | PROC0N 75 | [13 empty] | LPG | [6 empty] | Milburn | Otago | 170.0079 | -46.0855
Correctional and Detention Services | O771400 | Otago Corrections Facility |  | MAN | PROCON 75KW | [13 empty] | LPG | [6 empty] | Milburn | Otago | 170.0079 | -46.0855
Correctional and Detention Services | O771400 | Otago Corrections Facility |  | MAN | PROCON | [13 empty] | LPG | [6 empty] | Milburn | Otago | 170.0079 | -46.0855
Correctional and Detention Services | O771400 | Rimutaka Prison |  | MHG | PROCON 45 | [13 empty] | NATURAL GAS | [6 empty] | Upper Hutt | Wellingon | 175.0324 | -41.1505 | T: +64 (0)4 587 0967 - M: +64 (0)21 282 0737 - F: +64 (0)4 587 0999
Correctional and Detention Services | O771400 | Rimutaka Prison |  | MHG | SAME | [13 empty] | NATURAL GAS | [6 empty] | Upper Hutt | Wellingon | 175.0324 | -41.1505
Correctional and Detention Services | O771400 | Rimutaka Prison |  | MHG | SAME | [13 empty] | NATURAL GAS | [6 empty] | Upper Hutt | Wellingon | 175.0324 | -41.1505
Correctional and Detention Services | O771400 | Rimutaka Prison |  | PROCON | SAME | [13 empty] | NATURAL GAS | [6 empty] | Upper Hutt | Wellingon | 175.0324 | -41.1505
Correctional and Detention Services | O771400 | Rimutaka Prison |  | PROCON | SAME | [13 empty] | NATURAL GAS | [6 empty] | Upper Hutt | Wellingon | 175.0324 | -41.1505
Correctional and Detention Services | O771400 | Rimutaka Prison |  | PROCON | SAME | [13 empty] | NATURAL GAS | [6 empty] | Upper Hutt | Wellingon | 175.0324 | -41.1505
Correctional and Detention Services | O771400 | Rimutaka Prison |  | EPI | MHG PROCON 45 | [13 empty] | NATURAL GAS | [6 empty] | Upper Hutt | Wellingon | 175.0324 | -41.1505
Correctional and Detention Services | O771400 | Rimutaka Prison |  | RHEEM | MHG PROCON 45 | [13 empty] | NATURAL GAS | [6 empty] | Upper Hutt | Wellingon | 175.0324 | -41.1505
Correctional and Detention Services | O771400 | Rimutaka Prison |  | RHEEM | MHG PROCON 45 | [13 empty] | NATURAL GAS | [6 empty] | Upper Hutt | Wellingon | 175.0324 | -41.1505
Correctional and Detention Services | O771400 | Rimutaka Prison |  | RHEEM | MHG PROCON 45 | [13 empty] | NATURAL GAS | [6 empty] | Upper Hutt | Wellingon | 175.0324 | -41.1505
Correctional and Detention Services | O771400 | Rimutaka Prison |  | RHEEM | MHG PROCON 45 | [13 empty] | NATURAL GAS | [6 empty] | Upper Hutt | Wellingon | 175.0324 | -41.1505
Correctional and Detention Services | O771400 | Rimutaka Prison |  | RHEEM | RHEEM | [13 empty] | NATURAL GAS | [6 empty] | Upper Hutt | Wellingon | 175.0324 | -41.1505
Correctional and Detention Services | O771400 | Rimutaka Prison |  | RHEEM | PTL 550 | [13 empty] | NATURAL GAS | [6 empty] | Upper Hutt | Wellingon | 175.0324 | -41.1505
Correctional and Detention Services | O771400 | Rimutaka Prison |  | RHEEM | BO347NCO | [13 empty] | NATURAL GAS | [6 empty] | Upper Hutt | Wellingon | 175.0324 | -41.1505
Correctional and Detention Services | O771400 | Rimutaka Prison |  | RHEEM | BO347NCO | [13 empty] | NATURAL GAS | [6 empty] | Upper Hutt | Wellingon | 175.0324 | -41.1505
Correctional and Detention Services | O771400 | Rimutaka Prison |  | RHEEM | PTL 220 | [13 empty] | NATURAL GAS | [6 empty] | Upper Hutt | Wellingon | 175.0324 | -41.1505
Correctional and Detention Services | O771400 | Rimutaka Prison |  | RHEEM | PTL 220 | [13 empty] | NATURAL GAS | [6 empty] | Upper Hutt | Wellingon | 175.0324 | -41.1505
Correctional and Detention Services | O771400 | Rimutaka Prison |  | ENERGY PRODUCTS INT | YGNIS | [13 empty] | NATURAL GAS | [6 empty] | Upper Hutt | Wellingon | 175.0324 | -41.1505
Correctional and Detention Services | O771400 | Rimutaka Prison |  | ENERGY PRODUCTS INT | YGNIS | [13 empty] | NATURAL GAS | [6 empty] | Upper Hutt | Wellingon | 175.0324 | -41.1505
Correctional and Detention Services | O771400 | Rimutaka Prison |  | ENERGY PRODUCTS INT | YGNIS | [13 empty] | NATURAL GAS | [6 empty] | Upper Hutt | Wellingon | 175.0324 | -41.1505
Correctional and Detention Services | O771400 | Rimutaka Prison |  | ENERGY PRODUCTS INT | YGNIS | [13 empty] | NATURAL GAS | [6 empty] | Upper Hutt | Wellingon | 175.0324 | -41.1505
Correctional and Detention Services | O771400 | Rimutaka Prison |  | ENERGY PRODUCTS INT | YGNIS | [13 empty] | NATURAL GAS | [6 empty] | Upper Hutt | Wellingon | 175.0324 | -41.1505
Correctional and Detention Services | O771400 | Rimutaka Prison |  | ENERGY PRODUCTS INT | YGNIS | [13 empty] | NATURAL GAS | [6 empty] | Upper Hutt | Wellingon | 175.0324 | -41.1505
Correctional and Detention Services | O771400 | Rimutaka Prison |  | KESTON | C55 | [13 empty] | NATURAL GAS | [6 empty] | Upper Hutt | Wellingon | 175.0324 | -41.1505
Correctional and Detention Services | O771400 | Rimutaka Prison |  | KESTON | C55 | [13 empty] | NATURAL GAS | [6 empty] | Upper Hutt | Wellingon | 175.0324 | -41.1505
Correctional and Detention Services | O771400 | Rimutaka Prison |  | KESTON | C55 | [13 empty] | NATURAL GAS | [6 empty] | Upper Hutt | Wellingon | 175.0324 | -41.1505
Correctional and Detention Services | O771400 | Rimutaka Prison |  | KESTON | C55 | [13 empty] | NATURAL GAS | [6 empty] | Upper Hutt | Wellingon | 175.0324 | -41.1505
Correctional and Detention Services | O771400 | Rimutaka Prison |  | KESTON | C55 | [13 empty] | NATURAL GAS | [6 empty] | Upper Hutt | Wellingon | 175.0324 | -41.1505
Correctional and Detention Services | O771400 | Rimutaka Prison |  | KESTON | C55 | [13 empty] | NATURAL GAS | [6 empty] | Upper Hutt | Wellingon | 175.0324 | -41.1505
Correctional and Detention Services | O771400 | Rimutaka Prison |  | KESTON | C55 | [13 empty] | NATURAL GAS | [6 empty] | Upper Hutt | Wellingon | 175.0324 | -41.1505
Correctional and Detention Services | O771400 | Rimutaka Prison |  | KESTON | C55 | [13 empty] | NATURAL GAS | [6 empty] | Upper Hutt | Wellingon | 175.0324 | -41.1505
Correctional and Detention Services | O771400 | Rimutaka Prison |  | KESTON | C55 | [13 empty] | NATURAL GAS | [6 empty] | Upper Hutt | Wellingon | 175.0324 | -41.1505
Correctional and Detention Services | O771400 | Rimutaka Prison |  | KESTON | C55 | [13 empty] | NATURAL GAS | [6 empty] | Upper Hutt | Wellingon | 175.0324 | -41.1505
Correctional and Detention Services | O771400 | Rimutaka Prison |  | KESTON | C55 | [13 empty] | NATURAL GAS | [6 empty] | Upper Hutt | Wellingon | 175.0324 | -41.1505
Correctional and Detention Services | O771400 | Rimutaka Prison |  | KESTON | C55 | [13 empty] | NATURAL GAS | [6 empty] | Upper Hutt | Wellingon | 175.0324 | -41.1505
Correctional and Detention Services | O771400 | Rimutaka Prison |  | KESTON | C55 | [13 empty] | NATURAL GAS | [6 empty] | Upper Hutt | Wellingon | 175.0324 | -41.1505
Correctional and Detention Services | O771400 | Rimutaka Prison |  | KESTON | C55 | [13 empty] | NATURAL GAS | [6 empty] | Upper Hutt | Wellingon | 175.0324 | -41.1505
Correctional and Detention Services | O771400 | Rimutaka Prison |  | KESTON | C55 | [13 empty] | NATURAL GAS | [6 empty] | Upper Hutt | Wellingon | 175.0324 | -41.1505
Correctional and Detention Services | O771400 | Rimutaka Prison |  | KESTON | C55 | [13 empty] | NATURAL GAS | [6 empty] | Upper Hutt | Wellingon | 175.0324 | -41.1505
Correctional and Detention Services | O771400 | Rimutaka Prison |  | KESTON | C55 | [13 empty] | NATURAL GAS | [6 empty] | Upper Hutt | Wellingon | 175.0324 | -41.1505
Correctional and Detention Services | O771400 | Rimutaka Prison |  | KESTON | KESTON.C55 | [13 empty] | NATURAL GAS | [6 empty] | Upper Hutt | Wellingon | 175.0324 | -41.1505
Correctional and Detention Services | O771400 | Rimutaka Prison |  | KESTON | C55 | [13 empty] | NATURAL GAS | [6 empty] | Upper Hutt | Wellingon | 175.0324 | -41.1505
Correctional and Detention Services | O771400 | Rimutaka Prison |  | ECO HEATING SYSTEMS UK | CH AMBASSOR A80 | [13 empty] | NATURAL GAS | [6 empty] | Upper Hutt | Wellingon | 175.0324 | -41.1505
Correctional and Detention Services | O771400 | Rimutaka Prison |  | ECO HEATING SYSTEMS UK | CH AMBASSOR A80 | [13 empty] | NATURAL GAS | [6 empty] | Upper Hutt | Wellingon | 175.0324 | -41.1505
Correctional and Detention Services | O771400 | Rimutaka Prison |  | ECO HEATING SYSTEMS UK | CH AMBASSOR A80 | [13 empty] | NATURAL GAS | [6 empty] | Upper Hutt | Wellingon | 175.0324 | -41.1505
Correctional and Detention Services | O771400 | Rimutaka Prison |  | ECO HEATING SYSTEMS UK | CH AMBASSOR A80 | [13 empty] | NATURAL GAS | [6 empty] | Upper Hutt | Wellingon | 175.0324 | -41.1505
Correctional and Detention Services | O771400 | Rimutaka Prison |  | AQUATHERM | A240 | [13 empty] | NATURAL GAS | [6 empty] | Upper Hutt | Wellingon | 175.0324 | -41.1505
Correctional and Detention Services | O771400 | Rimutaka Prison |  | CARBOFUEL | PTL 220 | [13 empty] | NATURAL GAS | [6 empty] | Upper Hutt | Wellingon | 175.0324 | -41.1505
Correctional and Detention Services | O771400 | Rimutaka Prison |  | CARBOFUEL | PTL 220 | [13 empty] | NATURAL GAS | [6 empty] | Upper Hutt | Wellingon | 175.0324 | -41.1505
Correctional and Detention Services | O771400 | Rimutaka Prison |  | CARBOFUEL | PTL 220 | [13 empty] | NATURAL GAS | [6 empty] | Upper Hutt | Wellingon | 175.0324 | -41.1505
Correctional and Detention Services | O771400 | Rimutaka Prison |  | AQUATHERM | AY250 | [13 empty] | NATURAL GAS | [6 empty] | Upper Hutt | Wellingon | 175.0324 | -41.1505
Correctional and Detention Services | O771400 | Rimutaka Prison |  | AQUATHERM | PTL 220 | [13 empty] | NATURAL GAS | [6 empty] | Upper Hutt | Wellingon | 175.0324 | -41.1505
Correctional and Detention Services | O771400 | Rimutaka Prison |  | AQUATHERM | PTL 220 | [13 empty] | NATURAL GAS | [6 empty] | Upper Hutt | Wellingon | 175.0324 | -41.1505
Correctional and Detention Services | O771400 | Rolleston Prison |  | YGNIS | HW250 | [13 empty] | DIESEL | [6 empty] | Christchurch | Canterbury |  |  | T: +64 (0)4 587 0967 - M: +64 (0)21 282 0737 - F: +64 (0)4 587 0999
Correctional and Detention Services | O771400 | Rolleston Prison |  | HOVAL | SR900 | [13 empty] | DIESEL | [6 empty] | Christchurch | Canterbury
Correctional and Detention Services | O771400 | Rolleston Prison |  | YGNIS | AY 100 | [13 empty] | DIESEL | [6 empty] | Christchurch | Canterbury
Correctional and Detention Services | O771400 | Rolleston Prison |  | YGNIS | AY 250 | [13 empty] | DIESEL | [6 empty] | Christchurch | Canterbury
Correctional and Detention Services | O771400 | Rolleston Prison |  | YGNIS | AY 250 | [13 empty] | DIESEL | [6 empty] | Christchurch | Canterbury
Correctional and Detention Services | O771400 | Rolleston Prison |  | YGNIS | AY 125 | [13 empty] | DIESEL | [6 empty] | Christchurch | Canterbury
Correctional and Detention Services | O771400 | Rolleston Prison |  | YGNIS | AY 125 | [13 empty] | DIESEL | [6 empty] | Christchurch | Canterbury
Correctional and Detention Services | O771400 | Rolleston Prison |  | YGNIS | AY 250 | [13 empty] | DIESEL | [6 empty] | Christchurch | Canterbury
Correctional and Detention Services | O771400 | Rolleston Prison |  | YGNIS | AY 175 | [13 empty] | DIESEL | [6 empty] | Christchurch | Canterbury
Correctional and Detention Services | O771400 | Spring Hill Corrections Facility |  | RENDAMAX | R30 |  |  | 0.045 | [10 empty] | LPG | [6 empty] | Te Kauwhata | Waikato |  |  | T: +64 (0)4 587 0967 - M: +64 (0)21 282 0737 - F: +64 (0)4 587 0999
Correctional and Detention Services | O771400 | Spring Hill Corrections Facility |  | RENDAMAX | R30 |  |  | 0.045 | [10 empty] | LPG | [6 empty] | Te Kauwhata | Waikato
Correctional and Detention Services | O771400 | Spring Hill Corrections Facility |  | RENDAMAX | R30 |  |  | 0.045 | [10 empty] | LPG | [6 empty] | Te Kauwhata | Waikato
Correctional and Detention Services | O771400 | Spring Hill Corrections Facility |  | RENDMAX | R30 |  |  | 0.045 | [10 empty] | LPG | [6 empty] | Te Kauwhata | Waikato
Correctional and Detention Services | O771400 | Spring Hill Corrections Facility |  | RENDAMAX | R30 |  |  | 0.045 | [10 empty] | LPG | [6 empty] | Te Kauwhata | Waikato
Correctional and Detention Services | O771400 | Spring Hill Corrections Facility |  | RENDAMAX | R30 |  |  | 0.045 | [10 empty] | LPG | [6 empty] | Te Kauwhata | Waikato
Correctional and Detention Services | O771400 | Spring Hill Corrections Facility |  | RENDAMAX | R30 |  |  | 0.045 | [10 empty] | LPG | [6 empty] | Te Kauwhata | Waikato
Correctional and Detention Services | O771400 | Spring Hill Corrections Facility |  | RENDAMAX | R30 |  |  | 0.045 | [10 empty] | LPG | [6 empty] | Te Kauwhata | Waikato
Correctional and Detention Services | O771400 | Spring Hill Corrections Facility |  | RENDAMAX | R30 |  |  | 0.045 | [10 empty] | LPG | [6 empty] | Te Kauwhata | Waikato
Correctional and Detention Services | O771400 | Spring Hill Corrections Facility |  | RENDAMAX | R30 |  |  | 0.045 | [10 empty] | LPG | [6 empty] | Te Kauwhata | Waikato
Correctional and Detention Services | O771400 | Spring Hill Corrections Facility |  | RENDAMAX | R30 |  |  | 0.045 | [10 empty] | LPG | [6 empty] | Te Kauwhata | Waikato
Correctional and Detention Services | O771400 | Spring Hill Corrections Facility |  | RENDAMAX | R30 |  |  | 0.045 | [10 empty] | LPG | [6 empty] | Te Kauwhata | Waikato
Correctional and Detention Services | O771400 | Spring Hill Corrections Facility |  | RENDMAX | R30 |  |  | 0.045 | [10 empty] | LPG | [6 empty] | Te Kauwhata | Waikato
Correctional and Detention Services | O771400 | Spring Hill Corrections Facility |  | RENDAMAX | R30 |  |  | 0.045 | [10 empty] | LPG | [6 empty] | Te Kauwhata | Waikato
Correctional and Detention Services | O771400 | Spring Hill Corrections Facility |  | RENDAMAX | R30 |  |  | 0.045 | [10 empty] | LPG | [6 empty] | Te Kauwhata | Waikato
Correctional and Detention Services | O771400 | Spring Hill Corrections Facility |  | RENDAMAX | R30 |  |  | 0.045 | [10 empty] | LPG | [6 empty] | Te Kauwhata | Waikato
Correctional and Detention Services | O771400 | Spring Hill Corrections Facility |  | RENDAMAX | R30 |  |  | 0.045 | [10 empty] | LPG | [6 empty] | Te Kauwhata | Waikato
Correctional and Detention Services | O771400 | Spring Hill Corrections Facility |  | RENDMAX | R30 |  |  | 0.045 | [10 empty] | LPG | [6 empty] | Te Kauwhata | Waikato
Correctional and Detention Services | O771400 | Spring Hill Corrections Facility |  | RENDAMAX | R30 |  |  | 0.045 | [10 empty] | LPG | [6 empty] | Te Kauwhata | Waikato
Correctional and Detention Services | O771400 | Spring Hill Corrections Facility |  | RENDAMAX | R30 |  |  | 0.045 | [10 empty] | LPG | [6 empty] | Te Kauwhata | Waikato
Correctional and Detention Services | O771400 | Spring Hill Corrections Facility |  | RENDAMAX | R30 |  |  | 0.045 | [10 empty] | LPG | [6 empty] | Te Kauwhata | Waikato
Correctional and Detention Services | O771400 | Spring Hill Corrections Facility |  | RENDAMAX | R30 |  |  | 0.045 | [10 empty] | LPG | [6 empty] | Te Kauwhata | Waikato
Correctional and Detention Services | O771400 | Spring Hill Corrections Facility |  | RENDAMAX | R30 |  |  | 0.045 | [10 empty] | LPG | [6 empty] | Te Kauwhata | Waikato
Correctional and Detention Services | O771400 | Spring Hill Corrections Facility |  | RENDAMAX | R30 |  |  | 0.045 | [10 empty] | LPG | [6 empty] | Te Kauwhata | Waikato
Correctional and Detention Services | O771400 | Spring Hill Corrections Facility |  | RENDMAX | R30 |  |  | 0.045 | [10 empty] | LPG | [6 empty] | Te Kauwhata | Waikato
Correctional and Detention Services | O771400 | Spring Hill Corrections Facility |  | RENDAMAX | R30 |  |  | 0.045 | [10 empty] | LPG | [6 empty] | Te Kauwhata | Waikato
Correctional and Detention Services | O771400 | Spring Hill Corrections Facility |  | RENDAMAX | R30 |  |  | 0.045 | [10 empty] | LPG | [6 empty] | Te Kauwhata | Waikato
Correctional and Detention Services | O771400 | Spring Hill Corrections Facility |  | RENDAMAX | R30 |  |  | 0.045 | [10 empty] | LPG | [6 empty] | Te Kauwhata | Waikato
Correctional and Detention Services | O771400 | Spring Hill Corrections Facility |  | RENDMAX | R30 |  |  | 0.045 | [10 empty] | LPG | [6 empty] | Te Kauwhata | Waikato
Correctional and Detention Services | O771400 | Spring Hill Corrections Facility |  | RENDAMAX | R30 |  |  | 0.045 | [10 empty] | LPG | [6 empty] | Te Kauwhata | Waikato
Correctional and Detention Services | O771400 | Spring Hill Corrections Facility |  | RENDAMAX | R30 |  |  | 0.045 | [10 empty] | LPG | [6 empty] | Te Kauwhata | Waikato
Correctional and Detention Services | O771400 | Spring Hill Corrections Facility |  | RENDAMAX | R30 |  |  | 0.045 | [10 empty] | LPG | [6 empty] | Te Kauwhata | Waikato
Correctional and Detention Services | O771400 | Spring Hill Corrections Facility |  | RENDAMAX | R30 |  |  | 0.045 | [10 empty] | LPG | [6 empty] | Te Kauwhata | Waikato
Correctional and Detention Services | O771400 | Spring Hill Corrections Facility |  | RENDAMAX | R30 |  |  | 0.045 | [10 empty] | LPG | [6 empty] | Te Kauwhata | Waikato
Correctional and Detention Services | O771400 | Spring Hill Corrections Facility |  | RENDAMAX | R30 |  |  | 0.045 | [10 empty] | LPG | [6 empty] | Te Kauwhata | Waikato
Correctional and Detention Services | O771400 | Spring Hill Corrections Facility |  | RENDAMAX | R30 |  |  | 0.045 | [10 empty] | LPG | [6 empty] | Te Kauwhata | Waikato
Correctional and Detention Services | O771400 | Spring Hill Corrections Facility |  | RENDAMAX | R30 |  |  | 0.045 | [10 empty] | LPG | [6 empty] | Te Kauwhata | Waikato
Correctional and Detention Services | O771400 | Spring Hill Corrections Facility |  | RENDMAX | R30 |  |  | 0.045 | [10 empty] | LPG | [6 empty] | Te Kauwhata | Waikato
Correctional and Detention Services | O771400 | Spring Hill Corrections Facility |  | RENDAMAX | R30 |  |  | 0.045 | [10 empty] | LPG | [6 empty] | Te Kauwhata | Waikato
Correctional and Detention Services | O771400 | Spring Hill Corrections Facility |  | RENDAMAX | R30 |  |  | 0.045 | [10 empty] | LPG | [6 empty] | Te Kauwhata | Waikato
Correctional and Detention Services | O771400 | Spring Hill Corrections Facility |  | ACV | TYPE HR 601 | [13 empty] | LPG | [6 empty] | Te Kauwhata | Waikato
Correctional and Detention Services | O771400 | Spring Hill Corrections Facility |  | ACV | TYPE HR 601 | [13 empty] | LPG | [6 empty] | Te Kauwhata | Waikato
Correctional and Detention Services | O771400 | Spring Hill Corrections Facility |  | ACV | TYPE HR 601 | [13 empty] | LPG | [6 empty] | Te Kauwhata | Waikato
Correctional and Detention Services | O771400 | Spring Hill Corrections Facility |  | ACV | TYPE HR 601 | [13 empty] | LPG | [6 empty] | Te Kauwhata | Waikato
Correctional and Detention Services | O771400 | Spring Hill Corrections Facility |  | ACV | TYPE HR 601 | [13 empty] | LPG | [6 empty] | Te Kauwhata | Waikato
Correctional and Detention Services | O771400 | Spring Hill Corrections Facility |  | RENDAMAX | TYPE HR 601 | [13 empty] | LPG | [6 empty] | Te Kauwhata | Waikato
Correctional and Detention Services | O771400 | Spring Hill Corrections Facility |  | RENDAMAX | TYPE HR 601 | [13 empty] | LPG | [6 empty] | Te Kauwhata | Waikato
Correctional and Detention Services | O771400 | Spring Hill Corrections Facility |  | RENDAMAX | R30 |  |  | 0.045 | [10 empty] | LPG | [6 empty] | Te Kauwhata | Waikato
Correctional and Detention Services | O771400 | Spring Hill Corrections Facility |  | RENDAMAX | R30 |  |  | 0.045 | [10 empty] | LPG | [6 empty] | Te Kauwhata | Waikato
Correctional and Detention Services | O771400 | Spring Hill Corrections Facility |  | RENDAMAX | R30 |  |  | 0.045 | [10 empty] | LPG | [6 empty] | Te Kauwhata | Waikato
Correctional and Detention Services | O771400 | Spring Hill Corrections Facility |  | RENDAMAX | R30 |  |  | 0.045 | [10 empty] | LPG | [6 empty] | Te Kauwhata | Waikato
Correctional and Detention Services | O771400 | Spring Hill Corrections Facility |  | RENDAMAX | R30 |  |  | 0.045 | [10 empty] | LPG | [6 empty] | Te Kauwhata | Waikato
Correctional and Detention Services | O771400 | Spring Hill Corrections Facility |  | RENDAMAX | R30 |  |  | 0.045 | [10 empty] | LPG | [6 empty] | Te Kauwhata | Waikato
Correctional and Detention Services | O771400 | Spring Hill Corrections Facility |  | RENDAMAX | R30 |  |  | 0.045 | [10 empty] | LPG | [6 empty] | Te Kauwhata | Waikato
Correctional and Detention Services | O771400 | Tongariro/Rangipo Prison |  | KESTON | C55 | [13 empty] | LPG | [6 empty] | Turangi | Waikato | 175.8119 | -39.0798
Correctional and Detention Services | O771400 | Tongariro/Rangipo Prison |  | KESTON | C55 | [13 empty] | LPG | [6 empty] | Turangi | Waikato | 175.8119 | -39.0798 | T: +64 (0)4 587 0967 - M: +64 (0)21 282 0737 - F: +64 (0)4 587 0999
Correctional and Detention Services | O771400 | Tongariro/Rangipo Prison |  | KESTON | C55 | [13 empty] | LPG | [6 empty] | Turangi | Waikato | 175.8119 | -39.0798
Correctional and Detention Services | O771400 | Tongariro/Rangipo Prison |  | KESTON | C55 | [13 empty] | LPG | [6 empty] | Turangi | Waikato | 175.8119 | -39.0798
Correctional and Detention Services | O771400 | Tongariro/Rangipo Prison |  | KESTON | C55 | [13 empty] | LPG | [6 empty] | Turangi | Waikato | 175.8119 | -39.0798
Correctional and Detention Services | O771400 | Tongariro/Rangipo Prison |  | KESTON | C55 | [13 empty] | LPG | [6 empty] | Turangi | Waikato | 175.8119 | -39.0798
Correctional and Detention Services | O771400 | Tongariro/Rangipo Prison |  | ENERGY PRODUCTS INTERNATIONAL | C55 | [13 empty] | NATURAL GAS | [6 empty] | Turangi | Waikato | 175.8119 | -39.0798
Correctional and Detention Services | O771400 | Tongariro/Rangipo Prison |  | HOVEL | C55 | [13 empty] | DIESEL | [6 empty] | Turangi | Waikato | 175.8119 | -39.0798
Correctional and Detention Services | O771400 | Tongariro/Rangipo Prison |  | HDG BAVARIA | HDG COMPACT 200 | [13 empty] | Wood-Chip / Pellet Boiler | [6 empty] | Turangi | Waikato | 175.8119 | -39.0798
Correctional and Detention Services | O771400 | Tongariro/Rangipo Prison |  | AQUATHERM | WF800 | [13 empty] | Wood-Chip / Pellet Boiler | [6 empty] | Turangi | Waikato | 175.8119 | -39.0798
Correctional and Detention Services | O771400 | Tongariro/Rangipo Prison |  | BEESTON ROBIN HOOD | C55 | [13 empty] | Wood-Chip / Pellet Boiler | [6 empty] | Turangi | Waikato | 175.8119 | -39.0798
Correctional and Detention Services | O771400 | Tongariro/Rangipo Prison |  | BEESTON ROBIN HOOD | C55 | [13 empty] | Wood-Chip / Pellet Boiler | [6 empty] | Turangi | Waikato | 175.8119 | -39.0798
Correctional and Detention Services | O771400 | Tongariro/Rangipo Prison |  | AQUATHERM | WF300 | [13 empty] | Wood-Chip / Pellet Boiler | [6 empty] | Turangi | Waikato | 175.8119 | -39.0798
Correctional and Detention Services | O771400 | Tongariro/Rangipo Prison |  | AQUATHERM | C55 | [13 empty] | Wood-Chip / Pellet Boiler | [6 empty] | Turangi | Waikato | 175.8119 | -39.0798
Correctional and Detention Services | O771400 | Waikeria Prison |  | YGNIS | AY250 | [13 empty] | NATURAL GAS | [6 empty] | Te Awamutu | Waikato |  |  | T: +64 (0)4 587 0967 - M: +64 (0)21 282 0737 - F: +64 (0)4 587 0999
Correctional and Detention Services | O771400 | Waikeria Prison |  | IMMERGAS | NIKE MAIOR | [13 empty] | NATURAL GAS | [6 empty] | Te Awamutu | Waikato
Correctional and Detention Services | O771400 | Waikeria Prison |  | HOVAL | SR 1300 | [13 empty] | NATURAL GAS | [6 empty] | Te Awamutu | Waikato
Correctional and Detention Services | O771400 | Waikeria Prison |  | AQUAHEAT (RIELLO BURNER) | BURNER: 556 | [13 empty] | NATURAL GAS | [6 empty] | Te Awamutu | Waikato
Correctional and Detention Services | O771400 | Waikeria Prison |  | MAN | REGENCY | [13 empty] | NATURAL GAS | [6 empty] | Te Awamutu | Waikato
Correctional and Detention Services | O771400 | Waikeria Prison |  | SANGIORGIO | REGENCY | [13 empty] | NATURAL GAS | [6 empty] | Te Awamutu | Waikato
Correctional and Detention Services | O771400 | Waikeria Prison |  | SANGIORGIO | REGENCY | [13 empty] | NATURAL GAS | [6 empty] | Te Awamutu | Waikato
Correctional and Detention Services | O771400 | Waikeria Prison |  | YGNIS | AY250 | [13 empty] | NATURAL GAS | [6 empty] | Te Awamutu | Waikato
Correctional and Detention Services | O771400 | Waikeria Prison |  | YGNIS | AY250 | [13 empty] | NATURAL GAS | [6 empty] | Te Awamutu | Waikato
Correctional and Detention Services | O771400 | Waikeria Prison |  | YGNIS | AY250 | [13 empty] | NATURAL GAS | [6 empty] | Te Awamutu | Waikato
Correctional and Detention Services | O771400 | Waikeria Prison |  | YGNIS | AY250 | [13 empty] | NATURAL GAS | [6 empty] | Te Awamutu | Waikato
Correctional and Detention Services | O771400 | Waikeria Prison |  | YGNIS | AY250 | [13 empty] | NATURAL GAS | [6 empty] | Te Awamutu | Waikato
Correctional and Detention Services | O771400 | Waikeria Prison |  | REGENCY | AY250 | [13 empty] | NATURAL GAS | [6 empty] | Te Awamutu | Waikato
Correctional and Detention Services | O771400 | Wanganui Prison |  | C E | EURO BON GAS | [13 empty] | NATURAL GAS | [6 empty] | Whanganui | Manawatu | 175.1006 | -39.9834 | T: +64 (0)4 587 0967 - M: +64 (0)21 282 0737 - F: +64 (0)4 587 0999
Correctional and Detention Services | O771400 | Wanganui Prison |  | YGNIS | EM600 |  |  | 0.6 | [10 empty] | NATURAL GAS | [6 empty] | Whanganui | Manawatu | 175.1006 | -39.9834
Correctional and Detention Services | O771400 | Wanganui Prison |  | YGNIS | EM600 |  |  | 0.6 | [10 empty] | NATURAL GAS | [6 empty] | Whanganui | Manawatu | 175.1006 | -39.9834
Correctional and Detention Services | O771400 | Wanganui Prison |  | YGNIS | EM600 |  |  | 0.6 | [10 empty] | NATURAL GAS | [6 empty] | Whanganui | Manawatu | 175.1006 | -39.9834
Correctional and Detention Services | O771400 | Wanganui Prison |  | MEGALUX | EM600 |  |  | 0.6 | [10 empty] | NATURAL GAS | [6 empty] | Whanganui | Manawatu | 175.1006 | -39.9834
Correctional and Detention Services | O771400 | Wanganui Prison |  | MEGALUX | EM600 |  |  | 0.6 | [10 empty] | NATURAL GAS | [6 empty] | Whanganui | Manawatu | 175.1006 | -39.9834
Correctional and Detention Services | O771400 | Wanganui Prison |  | AQUATHERM | A215 | [13 empty] | NATURAL GAS | [6 empty] | Whanganui | Manawatu | 175.1006 | -39.9834
Correctional and Detention Services | O771400 | Wanganui Prison |  | ACV | HR601 | [13 empty] | NATURAL GAS | [6 empty] | Whanganui | Manawatu | 175.1006 | -39.9834
Correctional and Detention Services | O771400 | Wanganui Prison |  | ECOFLAM | HR601 | [13 empty] | NATURAL GAS | [6 empty] | Whanganui | Manawatu | 175.1006 | -39.9834
Correctional and Detention Services | O771400 | Wanganui Prison |  | ECOFLAM | HR601 | [13 empty] | NATURAL GAS | [6 empty] | Whanganui | Manawatu | 175.1006 | -39.9834
Correctional and Detention Services | O771400 | Wanganui Prison |  | FERROLI | HR601 | [13 empty] | NATURAL GAS | [6 empty] | Whanganui | Manawatu | 175.1006 | -39.9834
Correctional and Detention Services | O771400 | Wanganui Prison |  | PROCON 75 | PROCON 75 | [13 empty] | NATURAL GAS | [6 empty] | Whanganui | Manawatu | 175.1006 | -39.9834
Correctional and Detention Services | O771400 | Wanganui Prison |  | MAN HEIZTECHNIK | PROCON 75 | [13 empty] | NATURAL GAS | [6 empty] | Whanganui | Manawatu | 175.1006 | -39.9834
Correctional and Detention Services | O771400 | Wanganui Prison |  | MAN HEIZTECHNIK | PROCON 75 | [13 empty] | NATURAL GAS | [6 empty] | Whanganui | Manawatu | 175.1006 | -39.9834
Correctional and Detention Services | O771400 | Wanganui Prison |  | MHG | PROCON 75 | [13 empty] | NATURAL GAS | [6 empty] | Whanganui | Manawatu | 175.1006 | -39.9834
Correctional and Detention Services | O771400 | Wanganui Prison |  | MHG | PROCON 75 | [13 empty] | NATURAL GAS | [6 empty] | Whanganui | Manawatu | 175.1006 | -39.9834
Correctional and Detention Services | O771400 | Wanganui Prison |  | AQUATHERM YGNIS | AY 240 | [13 empty] | NATURAL GAS | [6 empty] | Whanganui | Manawatu | 175.1006 | -39.9834
Correctional and Detention Services | O771400 | Wellington Prison |  | AQUATHERM YGNIS | AY500 | [13 empty] | Natural Gas | [6 empty] | Wellington 5249 | wellington | 174.8252 | -41.2904 | Prison Manager
[7 empty] | Total | 21.41 | [5 empty] | Total | 0
[7 empty] | Entries | 345 | [5 empty] | Entries | 345
[7 empty] | Entries Filled | 132 | [5 empty] | Entries Filled | 0
[7 empty] | % Filled | 38.26% | [5 empty] | % Filled | 0%

## Councils (rec) 03
Sector | ANZSIC Code | CompanyName | Boiler Site | Boiler Make | Boiler Model No. | Boiler Type | Year Installed | Size MW | Output Type | Maximum Output Amount t/hr | Normal Operating Pressure bar | Normal Operating Output MW | Normal Hours Operated per Day | Normal Days Operated per Year | Boiler Annual Heat Output GWh | Winter Heating Only? | Annual Cogen Elec.Output kWh | Normal Boiler Operating Temperature oC | Fuel Type | Annual Fuel Use for Boiler Only | Fuel Unit | Fuel CV kJ per Fuel Unit | Date of Last Boiler Tuning Report | Operating Efficiency | Annual CO2e Emissions t | Town | Region | GIS - Easting | GIS - Northing | NOTES
Local Government
Local Government | O7530 | Ashburton District Council | [27 empty] | council buildings and swimming pools all electric
Local Government | O7530 | Buller District Council | buildings Westport | Taymac |  | Coal boiler | 2000? | 0.3 | HW |  |  |  |  | 200 |  | Yes |  |  | Coal | 30? | tonnes | [5 empty] | West Coast
Local Government | R911300 | Buller District Council | Westport Swimming Pool | [15 empty] | electric heating | [7 empty] | West Coast
Local Government | R911300 | Buller District Council l | Reefton Swimming Poo | Taylor |  | Coal boiler | 2001 | 0.3 | HW | [6 empty] | Summer only |  |  | Coal | [7 empty] | West Coast
Local Government | O7530 | Buller District Council | Reefton service centre | [15 empty] | electric heating | [7 empty] | West Coast
Local Government | O7530 | Central Otago District Council | buildings Alexandra | Taymac |  |  | 1979 | 0.3 | HW | [6 empty] | Yes |  |  | Coal | 30? | tonnes | 24 |  |  |  |  | Otago |  |  | currently reviewing heating options
Local Government | O7530 | Central Otago District Council | buildings Alexandra | Taymac |  |  | 1979 | 0.3 | HW | [9 empty] | Coal | [7 empty] | Otago
Local Government | O7530 | Central Otago District Council | Ranfurly service centre | [15 empty] | Diesel | 8000? | litres | [5 empty] | Otago
Local Government | R900300 | Central Otago District Council | Alexandra Theatre | [15 empty] | Diesel | [7 empty] | Otago
Local Government | O7530 | Central Otago District Council | Roxburgh Town Hall | [15 empty] | Diesel | [6 empty] | Roxburgh 9500 | Otago | 169.5822 | -45.4532
Local Government | O7530 | Central Otago District Council | Tarras Town Hall | [15 empty] | Diesel | [7 empty] | Otago
Local Government | O7530 | Central Otago District Council | Waipiata Town Hall | [15 empty] | Diesel | [7 empty] | Otago
Local Government | O7530 | Central Otago District Council | Cromwell Town Hall | [15 empty] | Diesel | [7 empty] | Otago
Local Government | R911300 | Central Otago District Council | Cromwell Swimming Pool | [15 empty] | LPG | 3000? | kg |  |  |  |  | Cromwell, 9310 | Otago | 169.1961 | -45.0445
Local Government | O7530 | Chatham Islands DC | buildings | [15 empty] | electric heating
Local Government | R911300 | Chatham | Community Focus Swimming Pool | [15 empty] | Diesel heating?
Local Government | D281200 | Christchurch City Council | Waste Water Bromley Christchurch |  |  |  | 2008 | [11 empty] | Wood chip boiler for biosolids drying | [7 empty] | Canterbury |  |  | EECA list
Local Government |  | Clutha District Council | Head Office building | [15 empty] | electric heating | [6 empty] | Milton 9220 | Otago | 169.9603 | -46.1197
Local Government | O7530 | Clutha District Council | Balclutha service centre/Town Hall |  |  |  | 1970 | [11 empty] | Coal boiler | [7 empty] | Otago
Local Government | O7530 | Clutha District Council | Milton service centre | [15 empty] | electric heating | [7 empty] | Otago
Local Government | O7530 | Clutha District Council | Tapanui service centre | [15 empty] | electric heating | [7 empty] | Otago
Local Government | O7530 | Clutha District Council | Lawrence service centre | [15 empty] | electric heating | [7 empty] | Otago
Local Government | R911300 | Clutha District Council | Balclutha Swimming Poo |  |  |  | 1970 | 0.55 | [10 empty] | Coal boiler | 313 | tonnes | 20 |  |  |  | Balclutha 9230 | Otago | 169.7253 | -46.2395 | Changing to 0.75MW coal boiler - would have been twice NPV for a wood chip boiler
Local Government | O7530 | Dunedin City Council | Main Building The Octagon Dunedin | [15 empty] | piped gas | 220000? | cubic metres |  |  |  |  | Dunedin | Otago | 170.503 | -45.8743 | 2005 ORC inventory
Local Government | O7530 | Dunedin City Council | Main Building The Octagon Dunedin |  |  |  |  | 1.2 | [10 empty] | diesel | [6 empty] | Dunedin | Otago | 170.503 | -45.8743 | 2005 ORC inventory
Local Government | O7530 | Dunedin City Council | Main Building The Octagon Dunedin |  |  |  |  | 1.2 | [10 empty] | diesel | [6 empty] | Dunedin | Otago | 170.503 | -45.8743 | 2005 ORC inventory
Local Government | R8910 | Dunedin City Council | Art Gallery | The Octagon Dunedin |  | Gas boiler |  | 0.5 | [10 empty] | piped gas | 150000? | cubic metres |  |  |  |  | Dunedin | Otago | 170.503 | -45.8743 | 2005 ORC inventory
Local Government | R911300 | Dunedin City Council | Moana Pool |  |  |  |  | 1.2 | [10 empty] | piped gas | 40000? | GJ |  |  |  |  | Dunedin | Otago | 170.4972 | -45.8696
Local Government | R911300 | Dunedin City Council | Moana Pool - |  |  |  |  | 1.2 | [10 empty] | piped gas |  | GJ |  |  |  |  | Dunedin | Otago | 170.4972 | -45.8696
Local Government | D281200 | Dunedin City Council - | Musselburgh Pumping Station - | [15 empty] | Diesel | 900000? | litres |  |  |  |  | Dunedin | Otago |  |  | 2005 ORC inventory
Local Government | D281200 | Dunedin City Council | Tahuna Treatment Station - | [15 empty] | Diesel for Sludge Incineration? | [6 empty] | Dunedin | Otago |  |  | 2005 ORC inventory
Local Government | D281200 | Dunedin City Council | Green Island Treatment Station | Hoval |  |  | 2000 | 1 | HW | [9 empty] | Diesel | [7 empty] | Otago
Local Government | D281200 | Dunedin City Council | Green Island Treatment Station | Hoval |  |  | 2000 | 1 | HW | [9 empty] | Diesel | [7 empty] | Otago
Local Government | D281200 | Dunedin City Council | Mosgiel Treatment Station |  |  | Gas boiler for heating digestors | 1972 | 0.1 | HW | [17 empty] | Otago
Local Government | D281200 | Dunedin City Council | Mosgiel Treatment Station |  |  | Diesel boiler |  |  | HW | [17 empty] | Otago
Local Government |  | Dunedin City Council | landfill gas engine | [23 empty] | Otago |  |  | None now but considering one.
Local Government | O7530 | Greymouth District Council | GDC buildings | Taymac | Series 78 |  |  | 0.55 |  |  |  |  | 24 | 362 |  | No |  |  | Coal | 430 | tonnes | [5 empty] | West Coast
Local Government | R911300 | Greymouth District Council | Aquatic Centre - High St Greymouth | [15 empty] | Coal | [6 empty] | Greymouth | West Coast |  |  | WCRC consent
Local Government | O7530 | Gore District Council | Civic Avenue, Gore | Radco |  |  |  | 0.45 | Hot Water |  |  | 450Kw |  |  |  | no |  |  | diesel | [6 empty] | Gore | Southland | 168.9415 | -46.1025 | Public Services
Local Government | O7530 | Gore District Council | James Cummings Wing Civic Av |  | BT 40 |  |  | 0.474 | Hot Water |  |  | 474Kw |  |  |  | no |  |  | diesel | [6 empty] | Gore | Southland | 168.9415 | -46.1025 | Boilers 1 and 2 are for building heating,(diesel) Boiler 3 is for the Mataura swimming pool and is summer only Boiler 4 is a topping heater for the Gore Ice Rink and pool complex ans is rarely used
Local Government | R911300 | Gore District Council | Mataura Pool |  |  |  | 2010 | 0.4 | Hot Water |  |  | 400Kw |  |  | 0.78 | no |  |  | lignite |  |  |  |  | 75 |  | Gore | Southland
Local Government | R911300 | Gore District Council | Gore Pool |  |  | electric | 2003 | 0.4 | Hot Water |  |  | 400Kw |  |  |  | no |  |  | electricity |  |  |  |  | 100 |  | Gore | Southland | 168.9482 | -46.101
Local Government | R911300 | Gisborne District Council | Olympic Pool Complex; Centennial Marine Drive, Gisborne | KOB Pyrot 400 |  | not sure | 2010 | 0.4 | Hot Water |  |  | 400 kW | 12 | 365 |  | No |  | 85 | Shavings | 2500t | Tonnes |  | 2010-09-01 | 87 |  | Gisborne | Gisborne |  |  | Public Services
Local Government | O7530 | Hurunui District Council | buildings - Amberley Canterbury | NO BOILER | [14 empty] | electric ducted heating and heat pumps
Local Government | R911300 | Hurunui District Council | 2 swimming pools | NO BOILER | [14 empty] | unheated
Local Government | J601000 | Kaikoura District Council | buildings and library | NO BOILER | [14 empty] | electric heating
Local Government | R911300 | Kaikoura District Council | swimming pool | YGNIS |  |  |  | 0.12 | [5 empty] | 120 |  | Yes |  |  | Diesel | 3000? | litres
Local Government | O7530 | Mackenzie District Council | buildings | NO BOILER | [14 empty] | Electric | [10 empty] | electric underfloor heating (no boiler)
Local Government | R911300 | Mackenzie District Council | swimming pools | NO BOILER | [14 empty] | Solar | [10 empty] | heated with solar HW
Local Government | O7530 | Marlborough District Council | buildings | NO BOILER | [14 empty] | Electric | [7 empty] | Malborough |  |  | heat pumps and HVAC
Local Government | R911300 | Marlborough District Council | Stadium Trust swimming pool |  |  |  |  | 0.4 | [10 empty] | Diesel | [7 empty] | Malborough |  |  | 2 Diesel boilers + ground water heat exchange
Local Government | R911300 | Marlborough District Council | Stadium Trust swimming pool |  |  |  |  | 0.4 | [10 empty] | Diesel | [7 empty] | Malborough |  |  | 2 Diesel boilers + ground water heat exchange
Local Government | O7530 | Marlborough District Council | Kinross Street, Blenheim | Northvale by cooke Industries |  |  | 2010 | 0.43 | Heated Oil |  |  | 430kw | * | [5 empty] | Diesel |  | Litres |  |  |  |  | Blenheim | Malborough | 173.9548 | -41.5112 | Unitary authority | 5000 litre above diesel tank on site. The old 600kw diesel fired boiler was removed in 2010 as part of the upgrade of the new aquatic centre at Stadium 2000
Local Government | O7530 | Marlborough District Council | Kinross Street, Blenheim | Northvale by cooke Industries |  |  | 2010 | 0.43 | Heated Oil |  |  | 430kw | * | [5 empty] | Diesel |  | Litres |  |  |  |  | Blenheim | Malborough | 173.9548 | -41.5112 | * hardly ever used they are a back up for the elctric heat pumps which operate 16-20 hours per day.
Local Government | O7530 | Masterton District Council | main bulding | Aquatherm | AY125 | Diesel boiler |  | 0.125 | HW |  |  |  | 9 | 180 |  | Yes |  |  | Diesel | 13000? | litres | [5 empty] | Wellington
Local Government | J601000 | Masterton District Council | library | NO BOILER |  | electric heating | [12 empty] | Electric | [7 empty] | Wellington
Local Government |  | Masterton District Council | Genesis Energy Recreation Centre, Dixon Street, Masterton | NO BOILER | [11 empty] | no |  |  | electricity |  | kWh |  |  |  |  | Masterton | Wellington | 175.6579 | -40.9436 | only sent some info on the 3 boilers | Territorial Local Authority
Local Government | O7530 | Masterton District Council | Civic Building, Chapel Street, Masterton | [22 empty] | Masterton | Wellington
Local Government | O7530 | Masterton District Council | Civic Building, Chapel Street, Masterton | [22 empty] | Masterton | Wellington
Local Government | J601000 | Queenstown Lakes District Council | buildings/library | [15 empty] | Diesel | 2500? | litres | [5 empty] | Otago
Local Government |  | Lakes Leisure | Queenstown | [15 empty] | Diesel | [7 empty] | Otago
Local Government | O7530 | Selwyn District Council | Rakaia and Rolleston service centres | NO BOILER | [14 empty] | heat pump | [7 empty] | Canterbury
Local Government |  | Selwyn District Council | Rolleston community centre |  |  |  |  | 0.05? | [10 empty] | Diesel | [7 empty] | Canterbury
Local Government | O7530 | Timaru District Council |  |  |  |  | 2010 | 0.2 | [10 empty] | Wood Chip | [7 empty] | Canterbury |  |  | EECA list
Local Government | O7530 | Timaru District Council |  |  |  |  | 2010 | 0.2 | [10 empty] | Wood Chip | [7 empty] | Canterbury |  |  | EECA list
Local Government | O7530 | Timaru District Council | main building | [15 empty] | Heat Pump | [7 empty] | Canterbury
Local Government | J601000 | Timaru District Council | library | NO BOILER |  |  | 1979 | 0.14 | HW | [9 empty] | Electric | [6 empty] | Timaru | Canterbury
Local Government | R900300 | Timaru District Council | Theatre Royal | [15 empty] | Diesel | [7 empty] | Canterbury
Local Government | O7530 | Timaru District Council | Geraldine service centre | NO BOILER | [14 empty] | heat pump | [7 empty] | Canterbury
Local Government | O7530 | Timaru District Council | Temuka service centre | NO BOILER | [14 empty] | heat pump | [7 empty] | Canterbury
Local Government | O7530 | Invercargill City Council |  |  |  |  | 2010 | 0.185 | [10 empty] | Wood Chip | [7 empty] | Southland
Local Government | O7530 | Waimakariri DC | building | NO BOILER | [14 empty] | electric HVAC | [6 empty] | Rangiora | Canterbury |  |  | NO BOILER
Local Government | J601000 | Waimakariri DC | library |  |  |  | 1996 | [11 empty] | Diesel | [6 empty] | Rangiora | Canterbury
Local Government | J601000 | Waimakariri DC | library | [15 empty] | Rebuilding by end 2012 | [6 empty] | Kaiapoi | Canterbury
Local Government | O7530 | Waimate DC | main building + info centre building + resource centre building | NO BOILER | [14 empty] | Heat pumps | [6 empty] | Waimate | Canterbury | 171.047 | -44.736 | NO BOILER
Local Government | R911300 | Waimate DC | swimming pool Waimate Canterbury |  |  |  | 1998 | 0.3 | [5 empty] | 180 |  | Summer |  |  | Coal | 20? | tonnes |  |  |  |  | Waimate | Canterbury
Local Government | O7530 | Waitaki DC | main building | NO BOILER | [14 empty] | Heat pumps + wall heaters | [6 empty] | Oamaru | Otago |  |  | NO BOILER
Local Government | J601000 | Waitaki DC | Library/Museum | NO BOILER | [14 empty] | Electric | [6 empty] | Oamaru | Otago |  |  | NO BOILER
Local Government | O7530 | Bay of Plenty Regional Council | main building and service centres Tauranga | NO BOILER | [14 empty] | Heat pumps | [7 empty] | Bay of Pleanty |  |  | NO BOILER
Local Government | O7530 | Far North District Council | service centres | NO BOILER | [14 empty] | Heat pumps | [7 empty] | Northland |  |  | NO BOILER
Local Government | R911300 | Far North District Council | Kawakawa Swimming Pool | NO BOILER | [14 empty] | Heat pump for water heating | [7 empty] | Northland |  |  | NO BOILER
Local Government | R911300 | Gisborne District Council | swimming pool | Kurb |  |  | 2010 | 0.4 | [10 empty] | Wood chip | [7 empty] | Gisborne |  |  | EECA list
Local Government | O7530 | Greater Wellington Regional Council | building | NO BOILER | [14 empty] | HVAC | [7 empty] | Wellington |  |  | NO BOILER
Local Government | O7530 | Hamilton City Council | central building, library, service centres | NO BOILER | [14 empty] | HVAC | [7 empty] | Waikato |  |  | NO BOILER
Local Government | O7530 | Hutt City Council | main building |  |  | 2 large and 2 smaller gas boilers | 1960 | [11 empty] | gas | [7 empty] | Wellington
Local Government | O7530 | Hutt City Council | main building |  |  |  | 1960 | [11 empty] | gas | [7 empty] | Wellington
Local Government | O7530 | Hutt City Council | main building |  |  |  | 1985 | [11 empty] | gas | [7 empty] | Wellington
Local Government | O7530 | Hutt City Council | main building |  |  |  | 1985 | [11 empty] | gas | [7 empty] | Wellington
Local Government | R900300 | Hutt City Council | Library/Little Theatre |  |  |  | 2000 | [11 empty] | gas | [7 empty] | Wellington
Local Government | O7530 | Hutt City Council | Horticultural Hall |  |  |  | 1980 | [11 empty] | gas | [7 empty] | Wellington
Local Government | J601000 | Hutt City Council | Wainui, Petone, Eastbourne, Naenae libraries | [15 empty] | electric heating | [7 empty] | Wellington
Local Government |  | Hutt City Council | Silverstream landfill | [15 empty] | 3? Gas engines | [7 empty] | Wellington
Local Government | D281200 | Kapiti Coast District Council - | Waste Water |  |  |  | 2008 |  | dryin biosolids | [9 empty] | Wood chip boiler | [7 empty] | Wellington |  |  | EECA list
Local Government | O7530 | New Plymouth DC | main building | YGNIS |  |  | 1990 |  | HW | [9 empty] | Gas | 1940 | GJ |  |  |  |  | New Plymouth | Taranaki | 174.0769 | -39.0593
Local Government | R911300 | Palmerston North CC | Lido Aquatic Centre |  |  |  | 2010 | [11 empty] | Wood chip | [7 empty] | Manawatu |  |  | EECA list
Local Government |  | Palmerston North CC | landfill | Energen |  |  | 2006 | 0.85 | [10 empty] | Gas engine |  |  |  |  | 39% electrical efficiency |  |  | Manawatu
Local Government | D281200 | Palmerston North CC | waste treatment | Energen |  |  | 2010 | 0.75 | [10 empty] | Gas engine |  |  |  |  | 39% electrical efficiency |  |  | Manawatu
Local Government | O7530 | Porirua CC main | building |  |  |  | 1965 | [11 empty] | Gas | 1400 | GJ | [5 empty] | Wellington
Local Government | J601000 | Porirua CC | Library/Museum |  |  |  | 1980 | [11 empty] | Gas | 310 | GJ | [5 empty] | Wellington
Local Government | R911300 | Porirua CC | main swimming pool |  |  |  | 2004 | 0.4 | [10 empty] | Gas | 13200 | GJ | [5 empty] | Wellington
Local Government | R911300 | Porirua CC | main swimming pool |  |  |  | 2004 | 0.4 | [10 empty] | Gas | 13200 | GJ | [5 empty] | Wellington
Local Government | R911300 | Porirua CCl | Cannons Creek swimming poo |  |  |  | 2001 | 0.3 | [10 empty] | Gas | 2200 | GJ | [5 empty] | Wellington
Local Government | O7530 | Tauranga City Council | buildings | NO BOILER | [14 empty] | electric heating | [7 empty] | Bay of Pleanty |  |  | NO BOILER
Local Government | D281200 | Tauranga City Council | wastewater treatment | Energy Products International | Aquatherm YGNIS AY500 |  | 2009 | 0.5 | boiler for sewage sludge heat exchanger | [9 empty] | Diesel | [7 empty] | Bay of Pleanty |  |  | The amount of methane produced is quite variable depending on sludge digestion and quality of raw sludge material. Daily gas production would average 1500 cubic meters. The boiler is operated depending on the digester temperature which is maintained at 37
Local Government | R911300 | Tauranga City Council | 4 swimming pools privately contracted | [23 empty] | Bay of Pleanty
Local Government | O7530 | Thames Coromandel District Council | 515 Mackay St Thames |  |  |  | 2009 | 0.2 | [10 empty] | Wood chip | [6 empty] | Thames | Waikato | 175.5431 | -37.1383 | EECA list
Local Government | O7530 | Wanganui DC | main building | [15 empty] | gas | [7 empty] | Manawatu
Local Government | J601000 | Wanganui DC | old library | [5 empty] | under floor heating | [9 empty] | gas | [7 empty] | Manawatu
Local Government | J601000 | Wanganui DC | new library | [15 empty] | electric | [7 empty] | Manawatu
Local Government | R8910 | Wanganui DC | Art Gallery | [15 empty] | gas | [7 empty] | Manawatu
Local Government | O7540 | Wanganui DC | Wakefield Chambers | Robin Hood | [14 empty] | gas | [7 empty] | Manawatu
Local Government | R911300 | Wanganui DC | Aquatic Centre | [15 empty] | gas + electric | [6 empty] | Wanganui | Manawatu | 175.0616 | -39.9173
Local Government | O7530 | Wellington CC | Municipal building |  |  |  | 1992 |  | HW radiators and fan coils for air | [9 empty] | gas | [7 empty] | Wellington
Local Government | O7530 | Wellington CC | Town Hall |  |  |  | 1992 |  | HW radiators | [9 empty] | gas | [6 empty] | Wellington | Wellington | 174.7774 | -41.2893
Local Government | R8910 | Wellington CC | Art Gallery |  |  |  | 1985 | 0.4 | air heater | [9 empty] | gas | [7 empty] | Wellington
Local Government | O7530 | Wellington CC | Citizens Advice Bureau |  |  |  | 1992 | [11 empty] | gas | [6 empty] | WellingtonWellington |  | 174.7767 | -41.2881
Local Government | J601000 | Wellington CC | Main Library |  |  |  | 1992 |  | combination underfloor HW + fan coils for air heating | [9 empty] | gas | [6 empty] | WellingtonWellington |  | 174.7767 | -41.2881
Local Government | O7530 | Wellington CC | ~50 service centres | [15 empty] | heat pumps | [7 empty] | Wellington
Local Government | R911300 | Whakatane DC | Aquatic Centre outdoor pool (indoor is electric) 28 Short St Whakatane | Aquatherm Ygnis |  |  | 1995 | 0.3 | HW | [9 empty] | Gas | 2010 | GJ | [5 empty] | Bay of Pleanty |  |  | Contradictory gas use and budget
Local Government | R911300 | Takapuna Aquatic Centre | Takapuna Auckland | ICI Caldaire | Rex 40F |  | 2009 | 0.4 | [10 empty] | Gas | 1750 | GJ |  |  |  |  | Takapuna | Auckland | 174.7684 | -36.7857
Local Government | R911300 | Takapuna Aquatic Centre | Takapuna Auckland |  |  |  |  | 0.045 | [10 empty] | Gas | [6 empty] | Takapuna | Auckland | 174.7684 | -36.7857
Local Government | R911300 | Takapuna Aquatic Centre | Takapuna Auckland | Hurlcon | HB 500 |  | 2004 | 0.109 | [10 empty] | Gas | [6 empty] | Takapuna | Auckland | 174.7684 | -36.7857
Local Government | R911100 | Glenfield Leisure Centre | 9 Bentley Ave, Glenfield | Hurlcon |  |  |  | 0.08 | [10 empty] | Gas | 1770 | GJ |  |  |  |  | Glenfield | Auckland | 174.7239 | -36.782
Local Government | R911100 | Glenfield Leisure Centre | 9 Bentley Ave, Glenfield | Hurlcon |  |  |  | 0.08 | [10 empty] | Gas | 1770 | GJ |  |  |  |  | Glenfield | Auckland | 174.7239 | -36.782
Local Government | R911100 | Glenfield Leisure Centre | 9 Bentley Ave, Glenfield | Hurlcon |  |  |  | 0.08 | [10 empty] | Gas | 1770 | GJ |  |  |  |  | Glenfield | Auckland | 174.7239 | -36.782
Local Government | R911100 | Birkenhead Leisure Centre | Mahara Avenue Chatswood Auckland 1310 | ICI Caldaire | Rex 25F |  | 2009 | 0.115 | [10 empty] | Gas | 2900 | GJ |  |  |  |  | Chatswood Auckland 1310 | Auckland | 174.7213 | -36.8082
Local Government | R911100 | Birkenhead Leisure Centre | Mahara Avenue Chatswood Auckland 1310 | ICI Caldaire | Rex 25F |  | 2009 | 0.115 | [10 empty] | Gas | [6 empty] | Chatswood Auckland 1311 | Auckland | 174.7213 | -36.8082
Local Government | R911100 | Birkenhead Leisure Centre | Mahara Avenue Chatswood Auckland 1310 | Rendermax |  |  | 2010 | 0.045 | [10 empty] | Gas | [6 empty] | Chatswood Auckland 1312 | Auckland | 174.7213 | -36.8082
Local Government | J601000 | Takapuna Library | Takapuna Auckland | [15 empty] | Gas | [6 empty] | Takapuna | Auckland
Local Government | R911300 | Glen Innes Pool | 122 Elstree Ave Glen Innes Auckland | YGNIS | EM750 |  | 2003 | 0.75 | [10 empty] | Gas | [6 empty] | Glen Innes | Auckland | 174.867 | -36.8799
Local Government | R911300 | Olympic Pool | 77 Broadway Newmarket Auckland | Carbofuel | PTL 660 |  | 1995 | 0.66 | [10 empty] | Gas | [6 empty] | Newmarket | Auckland | 174.7786 | -36.8659
Local Government | R911300 | Onehunga Pool | Jellicoe Park | YGNIS | AY600 |  |  | 0.6 | [10 empty] | Gas | [6 empty] | Onehunga | Auckland | 174.7806 | -35.9172
Local Government | R911300 | Onehunga Pool Jellicoe Park | Jellicoe Park | YGNIS | AY175 |  |  | 0.175 | [10 empty] | Gas | [6 empty] | Onehunga | Auckland | 174.7806 | -35.9172
Local Government | R911300 | Parnell Baths | Judges Bay Rd Auckland | Aquatherm Ygnis | AY800 |  |  | 0.8 | [10 empty] | Gas | [6 empty] | Auckland | Auckland | 174.7916 | -36.8492
Local Government | R911300 | West Wave Aquatic Centre | Waitemata Auckland | [15 empty] | Gas | [6 empty] | Waitemata | Auckland | 174.6345 | -36.8756
Local Government | R911300 | Stanmore Bay Aquatic Centre | [16 empty] | Heat pumps | [7 empty] | Auckland
Local Government | R911100 | Lloyd Elsmore Leisure Centre | Auckland South |  |  |  | 2009 | [11 empty] | Gas | 10150 | GJ |  |  |  |  | Pakuranga 2010 | Auckland | 174.8998 | -36.9053
Local Government | R911100 | Moana Kiwa Leisure Centre | Auckland South | [15 empty] | Gas | 7400 | GJ |  |  |  |  | Mangere 2022 | Auckland | 174.7981 | -36.9711
Local Government | R911100 | Manurewa Leisure Centre | Auckland South |  |  |  |  | 1.2 | [10 empty] | Gas | 6300 | GJ |  |  |  |  | Manurewa 2102 | Auckland | 174.8893 | -37.0209
Local Government | R911100 | Norman Kirk Leisure Centre | Auckland South | [15 empty] | Gas | 5000? | GJ |  |  |  |  | Otara 2023 | Auckland | 174.8725 | -36.959
Local Government | R911100 | Papatoetoe Central Leisure Centre | Auckland South | [15 empty] | Gas | 10000? | GJ | [5 empty] | Auckland
Local Government | O7540 | Ministry of Justice | 200 Bridge St Nelson | [15 empty] | Diesel |  | tonnes |  |  |  |  | Nelson | Nelson | 173.289 | -41.273 | 2006 NCC inventory
Local Government |  | Nelson Police Station | St Johns St Nelson | [15 empty] | Diesel |  | tonnes |  |  |  |  | Nelson | Nelson | 173.2883 | -41.2824 | 2006 NCC inventory
Local Government |  | Work and Income New Zealand | 22 Bridge St Nelson | [15 empty] | Diesel |  | tonnes |  |  |  |  | Nelson | Nelson | 173.2822 | -41.2726 | 2006 NCC inventory
Local Government | R911300 | Ngawhatu Swimming Pool | Ngawhatu Rd Nelson | [12 empty] | No |  |  | Coal |  | tonnes |  |  |  |  | Nelson | Nelson |  |  | 2011 Sollys estimate
Local Government | O7530 | Regional Council | [27 empty] | Public Services | Sent blank form bacl
Local Government | O7530 | Tararua District Council | [23 empty] | Dannevirke | Wellington |  |  | Public Services - has 3 boilers | Sent blank form bacl
Local Government | R911300 | Thames-Coromandel District Council | Thames Centennial Pool, 105 Mackay Street, Thames | Hargassner | 200 | Firetube | 2010 | 0.2 | Hot Water |  | second heat circuit has overflow at 8m head | ~150kW (not measured in great detail) |  | depends on temperature in teh pool and boiler call set point -system is available 365/year |  | no |  | 65 to 80 | Hog fuel / wood chip | 200 - 250 | Tonnes |  | 2010-08-04 | 85% |  | Thames | Bay of Pleanty | 175.547 | -37.146 | Hargassner WTH 200 with lambda - hatronic RA 150-500 | Primary heat exchange is air second heat circuit is water | More data can be obtained from EECA or Dr Andy Marchant regardingthe installation at the Thames Centennial Pool.
Local Government | O7530 | New Plymouth District Council | No Boiler | [22 empty] | New Plymouth | Taranaki |  |  | The boiler we have is going to be replace with infinities shortly so it not worth doing the survey
Local Government | O7530 | Hawkes Bay District Health Board | Boiler House, Omahu Rd, Hastings (Backup not included) | Scott | M/No 149140 S/No 21345 | Fire tube | 2000 |  | steam | 1820 Kg.hr, 1,035KPA | 1035 KPA | 1.2 |  |  |  | no |  |  | Natural gas |  | Litres |  |  |  |  | Hastings | Hawke's Bay
Local Government | O7530 | Hawkes Bay District Health Board | Boiler House - Omahu Rd, Hastings (Backup not included) | Ygnis, Aquatherm | EM2300 S/No 9965 | Fire tube | 1999 | 2.3 | Hot water |  | 2300 KPA | 2.3 |  |  |  | no |  |  | Natural gas |  | Litres |  |  |  |  | Hastings | Hawke's Bay
Local Government | O7530 | Hawkes Bay District Health Board | MHIU - Omahu Rd, Hastings | Ygnis, Aquatherm | AY400 | Fire tube | 1996 | 0.4 | Hot water |  |  | 400kw |  |  |  | no |  |  | Natural gas |  | Litres |  |  |  |  | Hastings | Hawke's Bay
Local Government | O7530 | Hawkes Bay District Health Board | Cahmore - Omahu Rd, Hastings | Ygnis, Aquatherm | AY600 | Fire tube | 1996 | 0.6 | Hot water |  |  | 600kw |  |  |  | no |  |  | Natural gas |  | Litres |  |  |  |  | Hastings | Hawke's Bay
Local Government | O7530 | Hawkes Bay District Health Board | Tutorial - Omahu Rd, Hastings | Pensotti | G2n./90 | Fire tube | 1996 | 0.1 | Hot water |  |  | 100kw |  |  |  | no |  |  | Natural gas |  | Litres |  |  |  |  | Hastings | Hawke's Bay
Local Government | O7530 | Invercargill city council |  | Taymac |  |  | 1996 | 1.5 | Hot water | [5 empty] | 4.8 |  |  | 70 | lignite |  |  |  |  | 69 |  | Invercargill | Southland |  |  | -46.415875,168.362968
Local Government
Local Government | O7530 | Environment Southland | Cnr North Road & Price Street, Invercargill | Beecroft-Beacon Maxi |  |  | 1980 | 0.3 | [10 empty] | coal | 40 | Tonnes |  |  |  |  | Invercargill | Southland |  |  | -46.379882,168.346676
Local Government | O7530 | Palmerston North City Council | City Administration Building | Hoval | 386kW | LTHW |  | 0.386 | LTHW |  | Street main pressure |  |  |  |  | Yes |  |  | Gas | [6 empty] | Palmerston North | Manawatu |  |  | Utilities (Electricity, Gas, Water and Waste Services)
Local Government | O7530 | Palmerston North City Council | City Administration Building | Hoval | 386kW | LTHW |  | 0.386 | LTHW |  | Street main pressure |  |  |  |  | Yes |  |  | Gas | [6 empty] | Palmerston North | Manawatu |  |  | City Administration, Library, Nusrery & Swimming Pools
Local Government | J601000 | Palmerston North City Council | City Library | Aquatherm | EM600 | LTHW | 1995 | 0.6 | LTHW |  | Street main pressure |  |  | 180 |  | Yes |  |  | Gas | [6 empty] | Palmerston North | Manawatu | 175.6093 | -40.3559 | Utilities (Electricity, Gas, Water and Waste Services)
Local Government | R911300 | Palmerston North City Council | Lido Aquatic Centre | Aquatherm | 390kW | LTHW |  | 0.39 | LTHW |  | Street main pressure |  |  |  |  | No |  |  | Gas | [6 empty] | Palmerston North | Manawatu | 175.6223 | -40.3631 | Utilities (Electricity, Gas, Water and Waste Services)
Local Government | R911300 | Palmerston North City Council | Lido Aquatic Centre | Hoval | 600kW | LTHW |  | 0.6 | LTHW |  | Street main pressure |  |  |  |  | No |  |  | Gas | [6 empty] | Palmerston North | Manawatu | 175.6223 | -40.3631 | Utilities (Electricity, Gas, Water and Waste Services)
Local Government | R911300 | Palmerston North City Council | Freyberg Community Pool | Aquatherm | 390kW | LTHW |  | 0.39 | LTHW |  | Street main pressure |  |  |  |  | No |  |  | Gas | [6 empty] | Palmerston North | Manawatu |  |  | Utilities (Electricity, Gas, Water and Waste Services)
Local Government | D281200 | Palmerston North City Council | Wastewater Treatment Plant | Aquatherm | 400kW | LTHW |  | 0.4 | LTHW |  | Street main pressure |  |  |  |  | No |  |  | Gas | [6 empty] | Palmerston North | Manawatu |  |  | Utilities (Electricity, Gas, Water and Waste Services)
Local Government |  | Palmerston North City Council | Works Depot Nursery | Aquatherm | 60 | LTHW |  | 0.06 | LTHW |  | Street main pressure |  |  |  |  | Yes |  |  | Gas | [6 empty] | Palmerston North | Manawatu |  |  | Utilities (Electricity, Gas, Water and Waste Services)
Local Government |  | Pamerston North City Council | Awapuni Landfill Tip Rd Palmerston North |  |  |  | 2006 consented | [11 empty] | Landfill gas | [7 empty] | Manawatu |  |  | Horizons RC consent
Local Government | O7530 | Otago Regional Council | Stafford Street Dunedin |  |  |  |  | 2 | [10 empty] | piped gas | 12000? | cubic metres |  |  |  |  | Dunedin | Otago
Local Government | R8910 | Art Gallery | The Octagon Dunedin |  |  | Gas boiler |  | 0.5 | [10 empty] | piped gas | 150000? | cubic metres | [5 empty] | Otago |  |  | 2005 ORC inventory

## Dairy Processing 04
Sector | ANZSIC Code | CompanyName | Boiler Site | Boiler Make | Boiler Model No. | Boiler Type | Year Installed | Size MW | Output Type | Maximum Output Amount t/hr | Normal Operating Pressure bar | Normal Operating Output MW | Normal Hours Operated per Day | Normal Days Operated per Year | Boiler Annual Heat Output GWh | Winter Heating Only? | Annual Cogen Elec.Output kWh | Normal Boiler Operating Temperature oC | Fuel Type | Annual Fuel Use for Boiler Only | Fuel Unit | Fuel CV kJ per Fuel Unit | Date of Last Boiler Tuning Report | Operating Efficiency | Annual CO2e Emissions t | Town | Region | GIS Easting | GIS North
Dairy Processing
Dairy Processing | C113300 | Aroha Organic Goat Cheese | Te Aroha | [22 empty] | Te Aroha 3393 | Waikato |  |  | NO REPLY
Dairy Processing |  | Ayyildiz Ltd | Manakau | [22 empty] | Manukau 2023 | Auckland |  |  | NO REPLY
Dairy Processing | C113300 | BARRYS BAY CHEESE | BARRYS BAY CHEESE | SCOTT |  | Firetube | 1973 | 1.3 | Saturated Steam |  | 9.4 |  |  |  | 3.744 |  |  | 180 | Oil/Diesel |  |  |  |  | 0.85 | 1102.0574 | Akaroa | Canterbury | 172.911 | -43.7613
Dairy Processing |  | Blue River Dairy Products | Invercargill | [22 empty] | Invercargill 9812 | Southland |  |  | NO REPLY
Dairy Processing | C113300 | Brunswick Cheese | Wanganui | [22 empty] | Wanganui 4541 | Manawatu |  |  | NO REPLY
Dairy Processing | C113300 | Cilantro Cheese | Hamilton | [22 empty] | Hamilton | Waikato |  |  | NO REPLY
Dairy Processing |  | Clevedon Valley Buffalo | Auckland | [22 empty] | Clevedon | Auckland |  |  | NO REPLY
Dairy Processing |  | Cloudy Mountain | Te Awamutu | [22 empty] | Te Awamutu | Waikato |  |  | NO REPLY
Dairy Processing |  | CONTACT ENERGY | TE RAPA | FOSTER WHEELER (MCKENZIE & RIDLEY) |  | Waterwall | 1998 | 52 | Superheated Steam | 180 | 42 | [6 empty] | 287 | Gas |  |  |  |  | 0.85 |  |  | Waikato | 175.2168 | -37.7154
Dairy Processing |  | CONTACT ENERGY | TE RAPA |  |  | Waterwall | 1998 | 146 | [10 empty] | Gas |  |  |  |  | 0.75 |  |  | Waikato
Dairy Processing | C113300 | Crescent Dairy Goats | Kemeu | [22 empty] | Kumeu 0782 | Auckland |  |  | NO REPLY
Dairy Processing | C113300 | DAIRY GOAT CO-OPERATIVE LTD | DAIRY GOAT CO-OPERATIVE LTD | EASTEEL - STEAMPAC |  |  | 2004 | 3.6 | Steam | 5.74 | 10.5 |  |  |  | 30.8448 |  |  | 100 | Gas
Dairy Processing | C113300 | DAIRY GOAT CO-OPERATIVE LTD | DAIRY GOAT CO-OPERATIVE LTD | EASTEEL |  | Direct fired heater |  | 1 | [10 empty] | Gas
Dairy Processing | C113200 | DEEP SOUTH ICE CREAM | Christchurch | SCOTT |  |  | 1983 | 0.42 | Saturated Steam | 0.54 | 10 |  |  |  | 0.63 |  |  |  | Oil/Diesel | [6 empty] | Hornby | Canterbury | 172.5119 | -43.5489
Dairy Processing | C113200 | DEEP SOUTH ICE CREAM | invercargill | [22 empty] | invercargill | Southland | 168.3952 | -46.4128 | NO REPLY | alex.hopkins@deepsouthicecream.co.nz
Dairy Processing |  | Emilo Festa | Christchurch | [22 empty] | Christchurch | Canterbury |  |  | NO REPLY
Dairy Processing | C113300 | Evansdale Cheese | Waikouaiti | [26 empty] | NO REPLY
Dairy Processing |  | CONTACT ENERGY | TE RAPA | FOSTER WHEELER (MCKENZIE & RIDLEY) |  | Waterwall | 1998 | 52 | Superheated Steam | 180 | 42 | [6 empty] | 287 | Gas |  |  |  |  | 0.85 |  | Palmerston North | Manawatu
Dairy Processing |  | CONTACT ENERGY | TE RAPA |  |  | Waterwall | 1998 | 146 | [10 empty] | Gas |  |  |  |  | 0.75 |  |  | waikato
Dairy Processing |  | Contact Energy Ltd | TE RAPA |  |  |  |  | 57 | Saturated Steam | 60 | 42 | [6 empty] | 410 | Gas | [7 empty] | Waikato
Dairy Processing |  | KAPUNI ENERGY | KAPUNI | FOSTER WHEELER (MCKENZIE & RIDLEY) |  |  | 1970 | 16.6 | Superheated Steam | 20 | 30 | [6 empty] | 300 | Gas |  |  |  |  | 0.88 |  |  | Taranaki
Dairy Processing |  | KAPUNI ENERGY | KAPUNI |  |  |  | 1998 | 15.4 |  | 18.5 | 30 | [6 empty] | 300 | Gas | [7 empty] | Taranaki
Dairy Processing |  | Bay of Plenty Energy | EDGECUMBE | MAXITHERM |  | Watertube | 1996 | 16 | Saturated Steam | 25 | 17 |  |  |  | 102.144 |  |  | 205 | Gas |  |  |  |  | 0.7 |  |  | Bay of Pleanty | 176.8328 | -37.9774
Dairy Processing |  | Bay of Plenty Energy | EDGECUMBE | EASTEEL |  | Watertube | 1993 | 10 | Saturated Steam | 15 | 17 | [6 empty] | 205 | Gas | [7 empty] | Bay of Pleanty | 176.8328 | -37.9774
Dairy Processing |  | Bay of Plenty Energy | EDGECUMBE | Senior Engineering Australia |  |  | 1996 | 25 | Saturated Steam | 23 | 17 | [6 empty] | 205 | Gas | [7 empty] | Bay of Pleanty | 176.8328 | -37.9774
Dairy Processing |  | Bay of Plenty Energy | EDGECUMBE | Senior Engineering Australia |  |  | 1996 | 25 |  | 23 | 17 | [6 empty] | 205 | Gas | [7 empty] | Bay of Pleanty | 176.8328 | -37.9774
Dairy Processing |  | Fonterra | Edgecumbe | Urquhart Engineering Sydney Aust. CxA Low Nox No6 (C239) |  | Air heater |  | 5.6 | Heated air | [9 empty] | Gas | [7 empty] | Bay of Pleanty | 176.8328 | -37.9774
Dairy Processing |  | Fonterra | BRIGHTWATER | MAXITHERM |  | Watertube | 1987 | 7 | Saturated Steam | 11.6 | 10 | [7 empty] | Coal
Dairy Processing |  | Fonterra | CLANDEBOYE | BABCOCK & WILCOX |  | Watertube | 2004 | 40.8 | Saturated Steam |  | 35 | [7 empty] | Coal |  |  |  |  | 0.81 |  |  | Canterbury
Dairy Processing |  | Fonterra | CLANDEBOYE | BABCOCK & WILCOX |  | Watertube | 2004 | 40.8 | Saturated Steam |  | 35 | [7 empty] | Coal |  |  |  |  | 0.81 |  |  | Canterbury
Dairy Processing |  | Fonterra | CLANDEBOYE | BABCOCK & WILCOX |  | Watertube | 1997 | 20 | Saturated Steam |  | 35 | [7 empty] | Coal |  |  |  |  | 0.81 |  |  | Canterbury
Dairy Processing |  | Fonterra | CLANDEBOYE | BABCOCK & WILCOX |  | Watertube | 1997 | 20 | Saturated Steam |  | 35 | [7 empty] | Coal |  |  |  |  | 0.81 |  |  | Canterbury
Dairy Processing |  | Fonterra | CLANDEBOYE | FOSTER WHEELER (MCKENZIE & RIDLEY) |  | Watertube | 2001 | 33 | Saturated Steam |  | 35 | [7 empty] | Coal |  |  |  |  | 0.81 |  |  | Canterbury
Dairy Processing |  | Fonterra | EDENDALE | JOHN THOMPSON |  | Watertube | 1994 | 32 | Superheated Steam |  | 60 |  |  |  | 182.784 |  |  | 420 | Lignite |  |  |  |  | 0.76 |  |  | Southalnd | 168.7869 | -46.3016
Dairy Processing |  | Fonterra | EDENDALE | ELECTRO KESSELL COWEN |  | Watertube | 1996 | 32 | Saturated Steam |  | 60 |  |  |  | 188.16 |  |  | 420 | Lignite |  |  |  |  | 0.76 |  |  | Southalnd | 168.7869 | -46.3016
Dairy Processing |  | Fonterra | EDENDALE | JOHN THOMPSON |  | Watertube | 2003 | 35 | Saturated Steam |  | 42 |  |  |  | 205.8 |  |  |  | Lignite |  |  |  |  | 0.76 |  |  | Southalnd | 168.7869 | -46.3016
Dairy Processing |  | Fonterra | Edendale | Babcock Tower Pack |  | Water tube | 2009 | 38 | Saturated Steam | 58 | 42 | [7 empty] | Lignite | [7 empty] | Southalnd
Dairy Processing |  | Fonterra | HAUTAPU | JOHN THOMPSON |  | Firetube | 1978 | 5.1 | Saturated steam |  | 10 | [7 empty] | Coal |  |  |  |  | 0.73 |  |  | Waikato
Dairy Processing |  | Fonterra | HAUTAPU | JOHN THOMPSON |  | Firetube | 1974 | 5.1 | Saturated steam |  | 10 | [7 empty] | Coal |  |  |  |  | 0.73 |  |  | Waikato
Dairy Processing |  | Fonterra | HAUTAPU | FOSTER WHEELER (MCKENZIE & RIDLEY) |  | Watertube | 1974 | 10.2 | Saturated steam |  | 10 | [7 empty] | Gas |  |  |  |  | 0.8 |  |  | Waikato
Dairy Processing |  | Fonterra | Hautapu | Hoval |  |  |  | 3 | Hot water | [9 empty] | Gas | [7 empty] | Waikato
Dairy Processing |  | Fonterra | Hautapu | Hoval |  |  |  | 3 | Hot water | [9 empty] | Gas | [7 empty] | Waikato
Dairy Processing |  | Fonterra | Hautapu | Hoval |  |  |  | 3 | Hot water | [9 empty] | Gas | [7 empty] | Waikato
Dairy Processing |  | Fonterra | Hautapu | Air heaters for sit drying plant - no details available |  |  |  |  | Heated air | [9 empty] | Gas | [7 empty] | Waikato
Dairy Processing |  | Fonterra | Innovation | Foster Wheeler |  | Water tube |  | 4.5 | Saturated Steam |  | 10 | [7 empty] | Gas
Dairy Processing |  | Fonterra | [6 empty] | Saturated Steam | 1.836 | 9 | [7 empty] | Gas
Dairy Processing |  | Fonterra | KAIKOURA | SCOTT |  | Watertube | 1969 | 2.8 | Saturated Steam | 3.6 | 8.3 | [6 empty] | 180 | Oil/Diesel | [7 empty] | Canterbury
Dairy Processing |  | Fonterra | Kapuni | Aquatherm |  | Hot water |  | 0.95 | Hot water | [9 empty] | Gas | [7 empty] | Taranaki
Dairy Processing |  | Fonterra | Kauri | Easteel |  |  | About 1989 | 7 | Saturated steam |  | 11 | [7 empty] | Gas
Dairy Processing |  | Fonterra | Kauri | Easteel |  |  | about 1992-93 | 7 | Saturated steam |  | 11 | [7 empty] | Gas
Dairy Processing |  | Fonterra | Kauri | Easteel |  |  | 2002 | 10 | Saturated steam |  | 11 | [7 empty] | Gas
Dairy Processing |  | Fonterra | Kauri | Easteel |  | Hot water | 2000 | 10 | Hot water | [9 empty] | Gas
Dairy Processing |  | Fonterra | Kauri | Easteel |  | Hot water | 2000 | 10 | Hot water | [9 empty] | Gas
Dairy Processing |  | Fonterra | Kauri | Konus Kessel |  | Air Heater | about 1989 | 10 | Heated air |  | NA | [7 empty] | Gas
Dairy Processing |  | Fonterra | Kauri | Easteel |  | Air Heater | About 1998 | 10 | Heated air |  | NA | [7 empty] | Gas
Dairy Processing |  | Fonterra | Longburn |  |  | Water tube | 1980 | 17.5 | Saturated steam | 22.69 | 10 | [7 empty] | Gas |  |  |  |  | 0.8 |  |  | Manawatu
Dairy Processing |  | Fonterra | LONGBURN CASEIN | ANDERSON |  | Water tube | 1980 | 10.5 | Saturated steam | 13.61 | 10 | [7 empty] | Gas | [7 empty] | Manawatu
Dairy Processing |  | Fonterra | Maungaturoto | John Thompson |  | Fire tube | 1986 | 10 | Saturated steam |  | 10.5 | [7 empty] | Gas |  |  |  | Annual |  |  |  | Northland
Dairy Processing |  | Fonterra | Maungaturoto | Daniel Adamson |  | Fire tube | 1950's | 6 | Saturated steam |  | 10.5 | [7 empty] | Gas |  |  |  | Annual |  |  |  | Northland
Dairy Processing |  | Fonterra | Maungaturoto | Foster Wheeler |  | Water tube | Mid 1960s | 6.5 | Saturated steam |  | 10.5 | [7 empty] | Gas |  |  |  | Annual |  |  |  | Northland
Dairy Processing |  | Fonterra | Maungaturoto | Garbutt |  | Air heater |  | 3.4 | Heated air |  | NA | [7 empty] | Gas |  |  |  | Annual |  |  |  | Northland
Dairy Processing |  | Fonterra | Maungaturoto | Niro |  | Air heater |  |  | Heated air |  | NA | [7 empty] | Gas |  |  |  | Annual |  |  |  | Northland
Dairy Processing |  | Fonterra | Maungaturoto | Niro |  | Air heater |  |  | Heated air |  | NA | [7 empty] | Gas |  |  |  | Annual |  |  |  | Northland
Dairy Processing |  | Fonterra | Maungaturoto | ? |  | Air heater |  |  | Heated air |  | NA | [7 empty] | Gas |  |  |  | Annual |  |  |  | Northland
Dairy Processing |  | Fonterra | Lichfield | Easteel |  | Steam boiler |  | 9.5 | Saturated steam | [17 empty] | waikato
Dairy Processing |  | Fonterra | Lichfield | Mc Kenzie & Ridley LTD |  | Hot water | 1996 | 9 | Hot water | [17 empty] | waikato
Dairy Processing |  | Fonterra | Lichfield | Mc Kenzie & Ridley LTD |  | Hot water | 1996 | 9 | Hot water | [17 empty] | waikato
Dairy Processing |  | Fonterra | Lichfield | Easteel |  | Hot water | 1996 | 11 | Hot water | [17 empty] | waikato
Dairy Processing |  | Fonterra | MORRINSVILLE | BABCOCK & WILCOX |  | Fire tube | 1970 | 6.7841 | Saturated Steam | 10.82 | 11.5 | [6 empty] | 190 | Gas | [7 empty] | waikato
Dairy Processing |  | Fonterra | MORRINSVILLE | BABCOCK & WILCOX |  | Fire tube | 1970 | 4.9345 | Saturated Steam | 7.87 | 11.5 | [6 empty] | 190 | Gas | [7 empty] | Waikato
Dairy Processing |  | Fonterra | MORRINSVILLE | Babcock |  | Fire tube | 1980 | 6.3076 | Saturated Steam | 10.06 | 11 | [6 empty] | 180 | Gas | [7 empty] | Waikato
Dairy Processing |  | Fonterra | Morrinsville | Niro |  | Air heater |  | 5.815 | Heated air | [9 empty] | Gas | [7 empty] | Waikato
Dairy Processing |  | Fonterra | Morrinsville | Easteel |  | Air heater |  | 6.1 | Heated air | [9 empty] | Gas | [7 empty] | Waikato
Dairy Processing |  | Fonterra | PAHIATUA | ANDERSON |  | Watertube | 1977 | 7.7 | Saturated Steam | 9.98 | 10 | [7 empty] | Gas | [7 empty] | Manawatu
Dairy Processing |  | Fonterra | PAHIATUA | ANDERSON |  | Watertube | 1977 | 7.7 | Saturated Steam | 9.98 | 10 | [7 empty] | Gas |  |  |  |  | 0.8 |  |  | Manawatu
Dairy Processing |  | Fonterra | PAHIATUA | Easteel |  | Air heater | 2003 | 3.5 | Heated air | [9 empty] | Gas |  |  |  |  | 0.8 |  |  | Manawatu
Dairy Processing |  | Fonterra | PAHIATUA |  |  | Air heater | 1991 |  | Thermal oil/Heated air | [8 empty] | 98 | Gas | [7 empty] | Manawatu
Dairy Processing |  | Fonterra | PAHIATUA |  |  | Hot water | 1991 |  | Heated water | [8 empty] | 280 | Gas | [7 empty] | Manawatu
Dairy Processing |  | Fonterra | Plains - Chch |  |  | Air heater |  | 3.5 | Heated air | [9 empty] | LFO | [7 empty] | Canterbury
Dairy Processing |  | Fonterra | Reporoa | McKenzie Ridley Foster Wheeler |  |  |  | 9.5122 | Saturated Steam | 15.171 | 14.5 | [7 empty] | Gas | [7 empty] | Waikato
Dairy Processing |  | Fonterra | Reporoa | McKenzie Ridley Foster Wheeler |  |  |  | 10.3455 | Saturated Steam | 16.5 | 19.86 | [7 empty] | Gas | [7 empty] | Waikato
Dairy Processing |  | Fonterra | Reporoa | Gustav Shafer indirect steam generator |  |  |  | 6.27 | Saturated Steam | 10 | 17.9 | [7 empty] | Gas | [7 empty] | Waikato
Dairy Processing |  | Fonterra | Reporoa | Easteel |  | Air heater |  |  | Heated air | [9 empty] | Gas | [7 empty] | Waikato
Dairy Processing |  | Fonterra | Stirling | FOSTER WHEELER (MCKENZIE & RIDLEY) |  | Watertube | 2001 | 11 | Saturated Steam |  | 10 | [6 empty] | 180 | Lignite | [7 empty] | Southland
Dairy Processing |  | Fonterra | TAKAKA | MAXITHERM |  | Watertube | 1986 | 8 | Saturated Steam | 12.76 | 10.6 | [6 empty] | 187 | Coal chips/fines |  |  |  |  | 0.75 |  |  | Nelson
Dairy Processing |  | Fonterra | Takaka | Easteel |  | Air heater | 1994 | ? | Heated air | [9 empty] | Coal chips/fines | [7 empty] | Nelson
Dairy Processing |  | Fonterra | Takanini | SteamPac | 1 | Firetube |  |  | Saturated Steam | 4.536 | [8 empty] | Gas | [7 empty] | Auckland
Dairy Processing |  | Fonterra | Takanini | SteamPac | 2 | Firetube |  |  | Saturated Steam | 4.536 | [8 empty] | Gas | [7 empty] | Auckland
Dairy Processing |  | Fonterra | Takanini | Allen Ygnis |  | Hot water |  | 3 | Heated water | [9 empty] | Gas | [7 empty] | Auckland
Dairy Processing |  | Fonterra | Takanini | Allen Ygnis |  | Hot water |  | 4 | Heated water | [9 empty] | Gas | [7 empty] | Auckland
Dairy Processing |  | Fonterra | TE AWAMUTU | Easteel |  | Watertube | 2004 | 43 | Superheated Steam | 54 | 42 | [6 empty] | 405 | Coal | [7 empty] | Waikato
Dairy Processing |  | Fonterra | Te awamutu | Easteel |  | Water tube | 2007 | 39 | Superheated Steam | 48.8688 | 42 | [6 empty] | 405 | Gas | [7 empty] | Waikato
Dairy Processing |  | Fonterra | Te awamutu | Anderson |  | Fire tube |  | 7.1102 | Saturated steam | 11.34 | 10 | [7 empty] | Gas | [7 empty] | Waikato
Dairy Processing |  | Fonterra | Te awamutu | Anderson |  | Fire tube |  | 7 | Saturated steam | 9.072 | 10 | [7 empty] | Gas | [7 empty] | Waikato
Dairy Processing |  | Fonterra | Te awamutu | Cable Price |  | Fire tube |  | 4.2661 | Saturated steam | 6.804 | 10 | [7 empty] | Gas | [7 empty] | waikato
Dairy Processing |  | Fonterra | TIRAU | John thompson |  | Waterwall | 1974 | 20.8 | Saturated Steam | 31 | 12.5 | [7 empty] | Gas |  |  |  |  | 0.82 |  |  | waikato
Dairy Processing |  | Fonterra | TIRAU | Foster Wheeler |  |  | 1981 | 13 | Saturated Steam | 17 | 12.5 | [7 empty] | Gas |  |  |  |  | 0.81 |  |  | waikato
Dairy Processing |  | Fonterra | Tirau | Pillet |  | Air heater | 1985 | 2.345 | Heated air | [17 empty] | waikato
Dairy Processing |  | Fonterra | Tirau | Alteenberger |  | Air heater | 1994 | 1.75 | Heated air | [17 empty] | waikato
Dairy Processing |  | Fonterra | Waitoa | John Thompson. |  | Watertube |  | 13.794 | Superheated Steam | 22 | 10 | [6 empty] | 236 | Coal | [7 empty] | waikato
Dairy Processing |  | Fonterra | Waitoa | Foster/ WheelerMackenzie Ridley |  | Watertube |  | 23.826 | Superheated Steam | 38 | 30 | [6 empty] | 300 | Coal | [7 empty] | waikato
Dairy Processing |  | Fonterra | Waitoa | Ekro Kessel / John Thompson |  | Watertube |  | 23.826 | Superheated Steam | 38 | 30 | [6 empty] | 300 | Coal | [7 empty] | waikato
Dairy Processing |  | Fonterra | WHAREROA | JOHN THOMPSON |  | Watertube | 1993 | 20 | Saturated Steam | 25 | 36 | [7 empty] | Gas | [7 empty] | waikato
Dairy Processing |  | Fonterra | WHAREROA | JOHN THOMPSON |  | Watertube | 1996 | 56 | Superheated Steam | 50 | 42 | [6 empty] | 435 | Gas | [7 empty] | waikato
Dairy Processing |  | Fonterra | WHAREROA | JOHN THOMPSON |  | Watertube | 1996 | 56 | Superheated Steam | 50 | 42 | [6 empty] | 435 | Gas |  |  |  |  | 0.75 |  |  | waikato
Dairy Processing |  | Fonterra | WHAREROA | IST |  |  | 1997 | 38 | Superheated Steam | 30 | 42 | [6 empty] | 420 | Gas |  |  |  |  | 0.75 |  |  | waikato
Dairy Processing |  | Fonterra | WHAREROA | IST |  |  | 1997 | 40 | Superheated Steam | 30 | 42 | [6 empty] | 420 | Gas |  |  |  |  | 0.65 |  |  | waikato
Dairy Processing |  | Fonterra | WHAREROA |  |  | Air heater |  |  | Heated air | [9 empty] | Gas |  |  |  |  | 0.65 |  |  | waikato
Dairy Processing |  | Fonterra | Whareroa | Easteel |  | Air heater |  |  | Heated air | [17 empty] | waikato
Dairy Processing |  | Fonterra | Whareroa |  |  | Air heater |  |  | Heated air | [17 empty] | waikato
Dairy Processing |  | Fonterra | ELTHAM Collingwood St | SCOTT |  |  | 1994 | 2.8 | Saturated Steam | 3.6 | 9 | [6 empty] | 180 | Gas | [7 empty] | Taranaki
Dairy Processing |  | Fonterra | ELTHAM Collingwood St | HOVAL |  |  | 1997 | 1 | Hot Water | 3.6 | 9 | [6 empty] | 55 | Gas | [7 empty] | Taranaki
Dairy Processing |  | Fonterra | ELTHAM Bridge St | BABCOCK & WILCOX |  | Firetube | 1976 | 2.46 | Saturated Steam | 3.18 | 10.3 | [7 empty] | Gas |  |  |  |  | 0.8 |  |  | Taranaki
Dairy Processing |  | Fonterra | ELTHAM Bridge St | ANDERSON |  | Firetube | 1962 | 2.28 | Saturated Steam | 2.95 | 10.34 | [7 empty] | Gas |  |  |  |  | 0.75 |  |  | Taranaki
Dairy Processing | C113300 | Gibbston Valley Cheese Co. | Queenstown | [22 empty] | Queenstown 9371 | Otago |  |  | NO REPLY
Dairy Processing |  | GOODMAN FIELDER | BLENHEIM RD | MAXITHERM |  | Watertube | 1996 | 8 | Saturated Steam |  | 20 |  |  |  | 69.888 |  |  |  | Oil/Diesel |  |  |  |  | 0.82 | 21324.3629
Dairy Processing |  | GOODMAN FIELDER | BLENHEIM RD | MAXITHERM |  | Watertube | 1996 | 6 | Saturated Steam |  | 20 |  |  |  | 52.416 |  |  |  | Oil/Diesel |  |  |  |  | 0.82 | 15993.2722
Dairy Processing |  | GOODMAN FIELDER | BLENHEIM RD | SCOTT |  | Firetube | 1970 | 1.4 | Saturated Steam | 1.81 | 8 | [7 empty] | Oil/Diesel
Dairy Processing |  | GOODMAN FIELDER | GOODMAN FIELDER PALMERSTON NORTH | EASTEEL |  |  | 1999 | 4.2 | Hot Water |  | 10 |  |  |  | 36.6912 |  |  | 160 | Gas |  |  |  |  | 0.85 | 8205.0156 |  | manawatu
Dairy Processing |  | GOODMAN FIELDER | GOODMAN FIELDER PALMERSTON NORTH | SCOTT |  |  | 1988 | 1.1 | Saturated Steam |  | 8 |  |  |  | 9.6096 |  |  |  | Gas |  |  |  |  | 0.8 | 2283.241 |  | manawatu
Dairy Processing |  | GOODMAN FIELDER | GOODMAN FIELDER PALMERSTON NORTH |  |  |  | 2005 | 0.16 | [6 empty] | 0.5824 |  |  |  | Gas | [7 empty] | manawatu
Dairy Processing | C113300 | GREEN VALLEY CHEESE | [5 empty] | 0.6 | [10 empty] | Oil/Diesel
Dairy Processing | C113300 | Grinning Gecko CheeseCo | Whangarei | [22 empty] | Whangarei 0174 | Northland |  |  | NO REPLY
Dairy Processing | C113300 | Gruff Junction | Christchurch | [22 empty] | Christchurch | Canterbury |  |  | NO REPLY
Dairy Processing | C113300 | HAUTAPU CHEESE | HAUTAPU | JOHN THOMPSON |  | Firetube | 1978 | 5.1 |  |  | 10 |  |  |  | 8.9964 |  |  |  | Coal |  |  |  |  | 0.73 | 4046.1617 |  | waikato
Dairy Processing | C113300 | HAUTAPU CHEESE | HAUTAPU | JOHN THOMPSON |  | Firetube | 1974 | 5.1 |  |  | 10 |  |  |  | 8.9964 |  |  |  | Coal |  |  |  |  | 0.73 | 4046.1617 |  | waikato
Dairy Processing | C113300 | HAUTAPU CHEESE | HAUTAPU | FOSTER WHEELER (MCKENZIE & RIDLEY) |  | Watertube | 1974 | 10.2 |  |  | 19 | [7 empty] | Gas |  |  |  |  | 0.8 |  |  | Waikato
Dairy Processing |  | HOHEPA HOMES HAWKES BAY | HOHEPA HOMES HAWKES BAY |  |  | Watertube |  | 0.102 | Hot Water |  | 0.14 |  |  |  | 0.14688 |  |  | 96 | LPG/Butane |  |  |  |  | 0.82 | 38.9483 |  | Hawke's Bay
Dairy Processing
Dairy Processing | C113300 | Italian Cheeses | auckland | [22 empty] | Woodhill RD2 | Auckland |  |  | NO REPLY
Dairy Processing | C113300 | KAIMAI CHEESE | KAIMAI CHEESE | Energy Products International |  |  | 2007 | 0.4 | Hot Water | [5 empty] | 3.4944 |  |  | 85 | LPG/Butane | [6 empty] | Waharoa | Waikato | 175.751 | -37.7562
Dairy Processing |  | KAPUNI ENERGY | KAPUNI | FOSTER WHEELER (MCKENZIE & RIDLEY) |  |  | 1970 | 16.6 | Superheated Steam | 20 | 30 | [6 empty] | 300 | Gas |  |  |  |  | 0.88 |  |  | Taranaki
Dairy Processing |  | KAPUNI ENERGY | KAPUNI |  |  |  | 1998 | 15.4 |  | 18.5 | 30 | [6 empty] | 300 | Gas | [7 empty] | Taranaki
Dairy Processing | C113300 | KARIKAAS CHEESE | KARIKAAS CHEESE |  |  |  | 2003 | 0.08 | Hot Water | [5 empty] | 0.06656 |  |  | 85 | Oil/Diesel |  |  |  |  | 0.8 | 20.8166 | Rangiora, RD 2 | North Canterbury | 172.5404 | -43.2535
Dairy Processing | C113100 | KAURI CREAM | KAURI CREAM | EASTEEL |  |  | 1990 | 7.5 | Heated Oil | [5 empty] | 27.72 |  |  | 260 | Gas
Dairy Processing | C113100 | KAURI CREAM | KAURI CREAM | EASTEEL |  |  | 1992 | 7.5 | [9 empty] | 260 | Gas
Dairy Processing | C113100 | KAURI CREAM | KAURI CREAM | EASTEEL |  | Firetube | 2000 | 10 | Saturated Steam |  | 11 |  |  |  | 35.28 |  |  | 180 | Gas
Dairy Processing | C113100 | KAURI CREAM | KAURI CREAM | EASTEEL |  |  | 1994 | 10 | Hot Water | [5 empty] | 35.28 |  |  | 105 | Gas
Dairy Processing | C113100 | KAURI CREAM | KAURI CREAM | EASTEEL |  |  | 2001 | 10 | Hot Water | [5 empty] | 35.28 |  |  | 105 | Gas
Dairy Processing |  | Kingsmeade | masterton | [22 empty] | Masterton | Wellington |  |  | NO REPLY
Dairy Processing | C113300 | MAHOE FARMHOUSE CHEESE | MAHOE FARMHOUSE CHEESE |  |  |  | 1989 | 0.05 | Hot Water | [5 empty] | 0.0468 |  |  | 95 | Electricity | [6 empty] | Kerikeri | Northland | 173.9823 | -35.3185
Dairy Processing |  | MAINLAND PRODUCTS | HAMILTON | EASTEEL |  |  | 2006 | 1.7 | Saturated Steam |  | 10 |  |  |  | 14.8512 |  |  |  | Gas |  |  |  |  | 0.83 | 3401.1037 | Hamilton | Waikato
Dairy Processing |  | MAINLAND PRODUCTS | HAMILTON | EASTEEL |  |  | 2005 | 1.7 | Saturated Steam |  | 10 |  |  |  | 14.8512 |  |  |  | Gas |  |  |  |  | 0.83 | 3401.1037 | Hamilton | Waikato
Dairy Processing |  | MAINLAND PRODUCTS | HAMILTON | HOVAL |  |  | 1986 |  | Hot Water | [9 empty] | Gas | [6 empty] | Hamilton | Waikato
Dairy Processing | C113300 | Matatoki Farm Cheese | Kuratau | [22 empty] | Thames 3540 | Waikato |  |  | NO REPLY
Dairy Processing | C113300 | Mercer Cheese | Tuakau | [22 empty] | Tuakau 2697 | Auckland |  |  | NO REPLY
Dairy Processing | C113300 | Meyer Gouda Cheese | Hamilton | [22 empty] | Hamilton | Waikato |  |  | NO REPLY
Dairy Processing | C113300 | Mt Eliza Cheese | Tauranga | [22 empty] | Tauranga | Bay of Pleanty |  |  | NO REPLY
Dairy Processing | C113300 | Mt Grey Cheese | Rangiora | [22 empty] | Rangiora | Canterbury |  |  | NO REPLY
Dairy Processing |  | NATIONAL FOODS | NATIONAL FOODS | ANDERSON |  | Watertube | 1975 | 1.4 | Saturated Steam | 1.81 | 10.3 |  |  |  | 8.568 |  |  |  | Gas
Dairy Processing |  | NATIONAL FOODS | NATIONAL FOODS | ANDERSON |  | Watertube | 1975 | 1.4 | Saturated Steam | 1.81 | 10.3 | [7 empty] | Gas
Dairy Processing | C113300 | Neudorf Cheese Company Ltd | Waharoa | [22 empty] | Nelson | Nelson |  |  | NO REPLY
Dairy Processing |  | NEW ZEALAND DAIRY FOODS | TOWN MILK FACTORY | BABCOCK |  | Firetube | 1985 | 3 | Hot Water |  | 3 | [6 empty] | 96 | Gas |  |  |  |  | 0.79
Dairy Processing |  | NEW ZEALAND DAIRY FOODS | TOWN MILK FACTORY | EASTON |  | Firetube |  | 2.4 | Hot Water |  | 3 | [6 empty] | 96 | Gas |  |  |  |  | 0.79
Dairy Processing |  | NEW ZEALAND DAIRY FOODS | TOWN MILK FACTORY | JOHN THOMPSON |  | Firetube | 1994 | 4 | Hot Water |  | 8 | [6 empty] | 175 | Gas |  |  |  |  | 0.79
Dairy Processing |  | NEW ZEALAND DAIRY FOODS | TOWN MILK FACTORY | EASTEEL - STEAMPAC |  | Firetube | 2001 | 4 | Steam |  | 8 | [6 empty] | 175 | Gas |  |  |  |  | 0.79
Dairy Processing |  | NEW ZEALAND DAIRY FOODS | COUNTRY FOODS FACTORY | YGNIS |  | Firetube | 1990 | 4 | Hot Water |  | 3 | [6 empty] | 96 | Gas |  |  |  |  | 0.79
Dairy Processing |  | NZ DAIRIES LTD | NZ DAIRIES LTD |  |  | Watertube | 2007 | 15 | Saturated Steam |  | 30 |  |  |  | 103.32 |  |  |  | Coal |  |  |  |  | 0.85 | 39908.2616
Dairy Processing |  | NZ DAIRIES LTD | NZ DAIRIES LTD |  |  | Watertube | 2007 | 15 | Saturated Steam |  | 30 |  |  |  | 103.32 |  |  |  | Coal |  |  |  |  | 0.85 | 39908.2616
Dairy Processing | C113300 | Over the Moon Dairy | putaruru | [22 empty] | Putaruru | Waikato |  |  | NO REPLY
Dairy Processing | C113300 | PUHOI VALLEY CHEESE | PUHOI VALLEY CHEESE | AQUATHERM YGNIS |  | Watertube | 1994 | 0.8 | Hot Water |  | 5 | [6 empty] | 95 | Oil/Diesel | [7 empty] | Auckland
Dairy Processing | C113300 | PUHOI VALLEY CHEESE | PUHOI VALLEY CHEESE | YGNIS |  |  | 2006 | 2.3 | Hot Water | [8 empty] | 98 | Oil/Diesel | [7 empty] | Auckland
Dairy Processing | C113300 | Pukeatua Oeak Cheese | Pukeatua | [22 empty] | Puketua 3880 | Waikato |  |  | NO REPLY
Dairy Processing | C113300 | Pure Chevre | Dipton | [22 empty] | Dipton 9752 | Southland |  |  | NO REPLY
Dairy Processing | C113300 | Sheeperino Ltd | Tauranga | [22 empty] | Tauranga | Bay of Pleanty |  |  | NO REPLY
Dairy Processing |  | SYNLAIT MILK LTD | SYNLAIT MILK LTD | EASTEEL |  | Watertube | 2008 | 20 | Saturated Steam |  | 20 | [7 empty] | Coal |  |  |  |  | 0.815 |  | Rakaia | Canterbury | 172.1171 | -43.6921
Dairy Processing | C113300 | Talbot Forest Cheese | Geraldine | [22 empty] | Geraldine | Canterbury |  |  | NO REPLY
Dairy Processing |  | TARANAKI MILK PRODUCTS | TARANAKI MILK PRODUCTS |  |  |  | 2005 | 0.25 | Hot Water | [5 empty] | 1.092 |  |  |  | LPG/Butane | [6 empty] | Tataraimaka 4374 |  | 173.9208 | -39.1557
Dairy Processing |  | TATUA CO-OP DAIRY | TATUA CO-OP DAIRY | FOSTER WHEELER (MCKENZIE & RIDLEY) |  | Watertube | 1974 | 13 | Steam | 17 | 10 |  |  |  | 113.568 |  |  | 184 | Gas |  |  |  |  | 0.83 | 26008.4403
Dairy Processing |  | TATUA CO-OP DAIRY | TATUA CO-OP DAIRY | [6 empty] | 1.04
Dairy Processing | C113300 | TE MATA CHEESE COY | TE MATA CHEESE COY |  |  |  | 1993 | 0.15 | Hot Water | [5 empty] | 1.2096 |  |  | 98 | LPG/Butane |  |  |  |  | 0.87 | 302.3166 | Havelock North | Hawke's Bay | 176.9204 | -39.6706
Dairy Processing | C113300 | The Great Kiwi Cheese Co | Manukau | [22 empty] | Manukau City | Auckland |  |  | NO REPLY
Dairy Processing | C113300 | THE OPEN COUNTRY CHEESE COY | THE OPEN COUNTRY CHEESE COY | JOHN THOMPSON |  | Watertube | 1983 | 11 | Saturated Steam | 15 | 11 |  |  |  | 94.248 |  |  |  | Coal | [6 empty] | waharoa 3441 | Hawke's Bay | 175.751 | -37.7609
Dairy Processing | C113300 | THE OPEN COUNTRY CHEESE COY | THE OPEN COUNTRY CHEESE COY | EASTEEL |  |  | 2008 | 14 |  |  | 32 | [14 empty] | Awarua invercargill 9840 | Southland | 168.3826 | -46.4904
Dairy Processing |  | THE OPEN COUNTRY CHEESE COY | THE OPEN COUNTRY CHEESE COY | [22 empty] | Wanganui 4541 | Manawatu
Dairy Processing | C113300 | Waiheke Island Cheese Co | Waiheke Island | [22 empty] | Waiheke Island | Auckland |  |  | NO REPLY
Dairy Processing | C113300 | Waimata Cheese Ltd | Gisborne | [22 empty] | Gisborne | Gisborne |  |  | NO REPLY
Dairy Processing | C113300 | Wangapeka Cheese Ltd | Nelson | [22 empty] | Nelson | Nelson |  |  | NO REPLY
Dairy Processing |  | WESTLAND MILK PRODUCTS | WESTLAND MILK PRODUCTS | FOSTER WHEELER (MCKENZIE & RIDLEY) |  | Watertube | 2002 | 25 | Saturated Steam | 28 | 38 |  |  |  | 189 |  |  | 249 | Coal |  |  |  |  | 0.82 | 75673.7561
Dairy Processing |  | WESTLAND MILK PRODUCTS | WESTLAND MILK PRODUCTS | FOSTER WHEELER (MCKENZIE & RIDLEY) |  |  | 1981 | 10 | Saturated Steam |  | 20 |  |  |  | 75.6 |  |  |  | Coal |  |  |  |  | 0.82 | 30269.5024
Dairy Processing | C113300 | WHITESTONE CHEESE | WHITESTONE CHEESE |  |  | Firetube | 2003 | 0.4 | Hot Water | [5 empty] | 0.4032 |  |  | 80 | LPG/Butane |  |  |  |  | 0.88 | 99.6271 | Oamaru | North Otago | 170.9759 | -45.0936

## Defence 05
Sector | ANZSIC Code | CompanyName | Boiler Site | Boiler Make | Boiler Model No. | Boiler Type | Year Installed | Size MW | Output Type | Maximum Output Amount t/hr | Normal Operating Pressure bar | Normal Operating Output MW | Normal Hours Operated per Day | Normal Days Operated per Year | Boiler Annual Heat Output GWh | Winter Heating Only? | Annual Cogen Elec.Output kWh | Normal Boiler Operating Temperature oC | Fuel Type | Annual Fuel Use for Boiler Only | Fuel Unit | Fuel CV kJ per Fuel Unit | Date of Last Boiler Tuning Report | Operating Efficiency | Annual CO2e Emissions t | Town | Region | GIS - Easting | GIS - Northing | NOTES
Organisations/ Government
organisations/ Government |  | NEW ZEALAND DEFENCE FORCE | BURNHAM |  |  |  | 2008 | 3.45 | [18 empty] | Canterbury
organisations/ Government |  | NEW ZEALAND DEFENCE FORCE | BURNHAM |  |  |  | 2008 | 1.56 | [18 empty] | Canterbury
organisations/ Government |  | NEW ZEALAND DEFENCE FORCE | BURNHAM |  |  |  | 2008 | 1.56 | [18 empty] | Canterbury
organisations/ Government |  | NEW ZEALAND DEFENCE FORCE | Linton Military Camp | Energy Product |  |  |  | 1.5 | [5 empty] | continious |  | N |  |  | Gas | [6 empty] | Palmerston North | Manawatu |  |  | boilers above were not identified in the current surevy
organisations/ Government |  | NEW ZEALAND DEFENCE FORCE | Linton Military Camp | Vekos |  |  |  | 1.5 | [5 empty] | back up boiler for above |  | N |  |  | Gas | [6 empty] | Palmerston North | Manawatu |  |  | back up boiler to above
organisations/ Government |  | NEW ZEALAND DEFENCE FORCE | Linton Military Camp | Hovel |  |  |  | 1.465 | [5 empty] | Apr to Oct |  | Y |  |  | Gas | [6 empty] | Palmerston North | Manawatu
organisations/ Government |  | NEW ZEALAND DEFENCE FORCE | Linton Military Camp | Vekos |  |  |  | 1.5 | [5 empty] | Apr to Oct back up for above boiler |  | Y |  |  | Gas | [6 empty] | Palmerston North | Manawatu
organisations/ Government |  | NEW ZEALAND DEFENCE FORCE | Linton Military Camp | Energy Product |  |  |  | 2 | [5 empty] | continious |  | N |  |  | Gas | [6 empty] | Palmerston North | Manawatu
organisations/ Government |  | NEW ZEALAND DEFENCE FORCE | Ohakea Air Base |  |  |  |  | 4.1 | [5 empty] | continious |  | N |  |  | Gas | [7 empty] | Manawatu
organisations/ Government |  | NEW ZEALAND DEFENCE FORCE | WAIOURU | MAXITHERM |  |  | 2007 | 8 | [18 empty] | Manawatu
organisations/ Government |  | NEW ZEALAND DEFENCE FORCE | WAIOURU | BABCOCK |  |  | 2008 | 3.5 | [18 empty] | Manawatu
organisations/ Government |  | NEW ZEALAND DEFENCE FORCE | Waiouru Military Camp |  |  |  |  | 8 | [5 empty] | continious |  | N |  |  | coal/wood pellet | [7 empty] | Manawatu |  |  | This boiler is currently being converted from coal burning to wood pellet
organisations/ Government |  | NEW ZEALAND DEFENCE FORCE | Waiouru Military Camp |  |  |  |  | 4.5 | [5 empty] | back up to above |  | N |  |  | coal | [7 empty] | Manawatu |  |  | back up boiler to above
organisations/ Government |  | NEW ZEALAND DEFENCE FORCE | WIGRAM |  |  |  | 2008 | 0.75 | [18 empty] | Canterbury
organisations/ Government |  | NEW ZEALAND DEFENCE FORCE | WOODBOURNE |  |  |  | 2008 | 1.172 | [18 empty] | Marlborough
organisations/ Government |  | NEW ZEALAND DEFENCE FORCE | WOODBOURNE |  |  |  | 2008 | 1.172 | [18 empty] | Marlborough
45.729

## Education 06
Sector | ANZSIC Code | CompanyName | Boiler Site | Boiler Make | Boiler Model No. | Boiler Type | Year Installed | Size MW | Output Type | Maximum Output Amount t/hr | Normal Operating Pressure bar | Normal Operating Output MW | Normal Hours Operated per Day | Normal Days Operated per Year | Boiler Annual Heat Output GWh | Winter Heating Only? | Annual Cogen Elec.Output kWh | Normal Boiler Operating Temperature oC | Fuel Type | Annual Fuel Use for Boiler Only | Fuel Unit | Fuel CV kJ per Fuel Unit | Date of Last Boiler Tuning Report | Operating Efficiency | Annual CO2e Emissions t | Town | Region | GIS - Easting | GIS - Northing | NOTES
Education
Education |  | Abbotsford School | 72 North Taieri Road, Abbotsford, Dunedin | CRANE WHITEHALL No.26 SECTIONAL BOILER |  | Watertube | 1952 | 1 | unknown |  | 0.75 | [6 empty] | 75 | Coal Ohai Peas |  |  |  |  | 0.4 |  | Dunedin | Otago | 170.418 | -45.8945
Education |  | Aberfeldy School | Parapara Highway, Whanganui | [15 empty] | Electricity | [6 empty] | Whanganui | Manawatu-Whanganui |  |  |  | Govt School | 1
Education |  | Achorage Park School | 16 Swan Crescent, Auckland | [15 empty] | Electricity | [6 empty] | Auckland | Auckland |  |  |  | Govt School | 1
Education |  | Addington School | 22 Brougham St., Christchurch | AQUATHERM YGNIS |  | Watertube | 2003 | 0.75 | Hot Water | 0.125 | 5 |  |  |  | 0.375 |  |  | 75 | Oil/Diesel | [6 empty] | Christchurch 8024 |  | 172.6193 | -43.5482 | principal@addington.School.nz
Education |  | Ahititi | NO BOILER | [15 empty] | NB | [6 empty] | Urenui | Taranaki |  |  |  | Maori School | No boiler
Education |  | Ahuroa School | NO BOILER | [15 empty] | NB | [6 empty] | Ahuroa | Auckland |  |  |  | Govt School | No boiler
Education |  | Albany School | NO BOILER |  |  |  | 2008 | [11 empty] | Electricity | [6 empty] | Albany, North Shore City, Auckland 0632 |  | 174.6902 | -36.7367 | No boiler
Education |  | Albany Senior High School | NO BOILER | [15 empty] | NB | [6 empty] | Auckland | Auckland |  |  | No boiler | Govt School
Education |  | Albury School | Station Street, Albury, Canterbury |  |  |  | 2000 | 1.2 | [10 empty] | Electricity | [6 empty] | Albury | Canterbury | 170.8727 | -44.2308 |  | Govt School | 1
Education |  | Alfredton School | NO BOILER | [15 empty] | NB | [6 empty] | Eketahuna | Manawatu-Whanganui |  |  | No boiler | Govt School
Education |  | Allenton School | 110 Harrison Street, Allenton, Canterbury | HOVAL |  | Waterwall | 2005 | 0.3 | Hot Water |  | 2.5 |  |  |  | 0.1575 |  |  | 77 | Oil/Diesel | [6 empty] | Ashburton 7700 | Canterbury | 171.7417 | -43.8859
Education |  | Allenton School | 110 Harrison Street, Allenton, Canterbury |  |  |  | 2000-04-19 | 0.3 | [17 empty] | Ashburton | Canterbury | 171.7417 | -43.8859 |  | Govt School | 1
Education |  | Amisfield School | Moffat Road, Tokoroa | PENSOTTI G2N |  |  | 1997 |  |  |  | 4 | [6 empty] | 95 | Gas | [6 empty] | Tokoroa 3420 | Waikato | 175.8841 | -38.2357
Education |  | Anderson's Bay School | 92 Jeffery Street, Anderson's Bay, Dunedin | uncertain |  | not sure | 2007 | 0.29 | Hot Water | [8 empty] | 80 | coal OHAI PEAS |  | tonnes |  |  |  |  | Anderson's Bay, Dunedin 9013 | Otago | 170.5351 | -45.8949 | hamish macdonald - principal, admin@andybay.ac.nz
Education | P802100 | Aorangi Primary School | NO BOILER | [15 empty] | Electricity
Education |  | Aorangi School | 3-13 Gem Street, Rotorua |  |  | Watertube | 2009 | 0.18 | [10 empty] | Woodwaste | [6 empty] | Rotorua | Bay of Plenty | 176.2083 | -38.1324 |  | Govt School | 1
Education |  | Aorangi School | 3-13 Gem Street, Rotorua |  |  |  | 2010 | 0.025 | [10 empty] | Electricity | [6 empty] | Rotorua | Bay of Plenty | 176.2083 | -38.1324 |  | Govt School | 1
Education |  | Aorangi School | 3-13 Gem Street, Rotorua |  |  |  | 2009 | [11 empty] | Electricity | [6 empty] | Rotorua | Bay of Plenty | 176.2083 | -38.1324 |  | Govt School | 1
Education | P810200 | Aorere College | Portage Road, Papatoetoe, Manukau, Auckland | RENDAMAX R30 |  |  | 2007 | 0.613 | Hot Water |  | 1 |  |  |  | 0.24827 |  |  | 75 | LPG/Butane |  |  |  |  | 0.9 | 59.9808 | Manukau | Auckland | 174.836 | -36.9756
Education |  | Appleby School | Moutere Highway Richmond 7081 | Taylors | Hoval SR150 | Diesel boiler | 2001 | 0.16 | [10 empty] | Diesel | [6 empty] | Richmond 7081 |  | 173.1063 | -41.315 | 2008 TDC inventory
Education |  | Arakura School | NO BOILER | [15 empty] | NB | [6 empty] | Lower Hutt | Wellington |  |  | No boiler | Govt School
Education |  | Aranui High School | Shortland Street, Aranui, Christchurch | TAYLOR |  | Watertube | 1995 | [18 empty] | Cahristchurch | Canterbury | 172.6986 | -43.5197
Education |  | Arapohue School | NO BOILER | [15 empty] | NB | [6 empty] | Dargaville | Northland |  |  | Our School was upgraded with heat pumps in 2007. This is a very good system for the classrooms and School. Quick to adjust and easy to monitor. | Govt School | No boiler
Education |  | Ardgowan School | NO BOILER | [15 empty] | NB | [6 empty] | Oamaru | Otago |  |  | No boiler | Govt School
Education |  | Arohanui Special School | 82 Tirimoana Road, Te Atatu South | [15 empty] | No data | [6 empty] | Te Atatu South | Auckland | 174.6527 | -36.881 |  | Govt School | 1
Education |  | Arthur Burns School | Doon St Mosgiel Dunedin | [15 empty] | Coal | [8 empty] | 170.36 | -45.8769
Education |  | Arthur Miller School | NO BOILER | [15 empty] | NB | [6 empty] | Napier | Hawkes Bay |  |  | No boiler | Govt School
Education |  | Arthur Street School | NO BOILER |  |  |  | 2008 | [11 empty] | Electricity | [6 empty] | Dunedin | Otago
Education |  | Asburton Intermediate | 144 Cass St. Ashburton | AQUATHERM YGNIS |  | horizontal smoke tube | 2002 | 0.5 | Hot Water |  | 5 |  |  |  | 0.375 |  |  | 85 | Oil/Diesel | [6 empty] | Ashburton | Canterbury | 171.7587 | -43.9009
Education |  | Auckland Point School | 111 Haven Road, Nelson |  |  | Firetube | 1990 |  | Hot Water | [16 empty] | Nelson |  | 173.2777 | -41.2683 |  |  | 1
Education | P802100 | Avondale Primary School | Crayford Street West Avondale Auckland 1026 | TAYLOR |  | Watertube | 1988 | 0.186 |  | 0.037 |  |  |  |  | 0.1116 |  |  | 72 | coal blend CPI | [6 empty] | Auckland | Auckland | 174.6982 | -36.8966
Education | P802100 | Avondale Primary School | Crayford Street West Avondale Auckland 1026 | CUDDON |  |  | 1988 |  | Hot Water | [9 empty] | Coal | [6 empty] | Auckland | Auckland | 174.6982 | -36.8966
Education |  | Avonhead School | 55 Avonhead Road, Christchurch | Ecoflame Single Stage |  | Watertube | 2000 | 0.175 | Hot Water | 0.5 | 10 |  |  |  | 0.056 |  |  | 80 | Oil/Diesel |  |  |  |  | 0.93 | 15.0658 | Christchurch | Canterbury | 172.5594 | -43.5242
Education |  | Avonhead School | 55 Avonhead Road, Christchurch | Ecoflame diesel boiler - Hoval SR200 |  | Watertube | 1999-05-25 |  | Hot Water |  | 78 |  | 5 | 99 |  | Yes |  | 75 | Diesel |  | Litres |  | 2011-04-20 | Uncertain |  | Christchurch | Canterbury | 172.5594 | -43.5242 | This survey is complex and difficult (in places) without having some form of technical knowledge. We have answered this to the best of our ability. Hope it helps | Govt School | 1
Education |  | Avonside Girls' High School | NO BOILER | [15 empty] | NB | [6 empty] | Christchurch | Canterbury |  |  | No boiler | Govt School
Education |  | Awamoa School | Awamoa Rd Oamaru | [15 empty] | Coal | 2? | tonnes
Education |  | Bailey Road School | Bailey Road, Mt Wellington Auckland | RADCO |  | Segment Jacket | 1965 | 0.33 | Hot Water | [5 empty] | 0.1188 |  |  | 75 | Coal | [6 empty] | Auckland | Auckland | 174.8274 | -36.9091
Education | P810200 | Bairds Mainfreight Primary | Edward Avenue, Otara, Auckland |  |  |  | 2010 | 0.006 | [10 empty] | All electricity | [6 empty] | Auckland | Auckland | 174.868 | -36.959 |  | Private School | Various
Education |  | Balaclava School | 2 Mercer Street, Dunedin |  |  |  |  | 0.271 | [10 empty] | Coal | 24? | tonnes |  |  |  |  | Dunedin | Otago | 170.4677 | -45.8887
Education |  | Balaclava School | 2 Mercer Street, Dunedin |  |  | Firetube |  |  | Hot Water | 0.25 |  | 0.04 | 5 | 160 |  | Yes | 0.04 | 130 | Coal Ohai peas |  | Tonnes |  | 2011-05-20 | 100 |  | Dunedin | Otago | 170.4677 | -45.8887 |  |  | 1
Education |  | Balmacewen Intermediate | 44 Chapman Street, Maori Hill Dunedin 9010 | TAYMAC HEATPAK 4807 |  | Watertube | 2005 | 0.45 | Hot Water |  | 4.4 | [6 empty] | 85 | coal 50/50 mix - OHAI and KAITANGATA pea coal |  |  |  |  | 0.75 |  | Dunedin | Otago | 170.4899 | -45.8595
Education |  | Banks Avenue School | 91 Banks Avenue, Christchurch | HOVAL |  |  | 1999 | 0.225 | [6 empty] | 0.09 |  |  | 80 | Oil/Diesel | [6 empty] | Christchurch |  | 172.667 | -43.5125
Education |  | Barnardos New Zealand | 12 Slater Street, Christchurch |  |  |  | 2009 | [11 empty] | Electricity | [6 empty] | Christchurch | Canterbury | 172.6535 | -43.517 |  | Private School | 1
Education |  | Barnardos New Zealand | 12 Slater Street, Christchurch |  |  |  | 2010 | [11 empty] | Electricity | [6 empty] | Christchurch | Canterbury | 172.6535 | -43.517 |  | Private School | 1
Education |  | Barrytown School | NO BOILER | [15 empty] | NB | [6 empty] | Barrytown | [5 empty] | 0
Education |  | Barton Rural School | NO BOILER | [15 empty] | NB | [6 empty] | Timaru | [5 empty] | 0
Education |  | Baverstock Oaks School | NO BOILER | [15 empty] | NB | [12 empty] | 0
Education | P810200 | Bay of Islands College | 1-9 Derrick Road, Kawakawa | [15 empty] | Gas/Diesel | [6 empty] | Kawakawa | Northland | 174.0762 | -35.3793 |  | Govt School | 1
Education | P810200 | Bay of Islands College | 1-9 Derrick Road, Kawakawa | [15 empty] | Electricity | [6 empty] | Kawakawa | Northland | 174.0762 | -35.3793 |  | Govt School | 1
Education |  | Bayfield High School | Shore St Dunedin |  |  |  | 2006 | [11 empty] | Coal | 37? | tonnes |  |  |  |  | Dunedin | Otago | 170.5224 | -45.8953
Education |  | Bayfield High School | Shore St Dunedin |  |  |  | 2006 | [11 empty] | Coal | 37? | tonnes |  |  |  |  | Dunedin | Otago | 170.5224 | -45.8953
Education | P802100 | Bayswater Primary School | 186 Bayswater Avenue, Belmont | [22 empty] | Belmont |  | 174.7885 | -36.8088 | not sure of the capacity |  | 1
Education |  | Bayswater School | 186 Bayswater Avenue, Belmont | NU WAY automatic diesel burner Model 112D type B |  | Waterwall |  |  | Hot Water | [8 empty] | 60 | Oil/Diesel | [8 empty] | 174.7885 | -36.8088
Education | P802100 | Bayview Primary School | 60 Bay View Road, Glenfield, North Shore City. Auckland | CUDDON |  | Watertube | 1979 | 0.235 | Hot Water |  | 0.6 |  |  |  | 0.059925 |  |  | 80 | Coal |  |  |  |  | 0.65 | 30.2686 | North Shore City | Auckland | 174.7065 | -36.772
Education | P802100 | Beach Haven Primary School | Tramway Road, Beach Haven, North Shore City | FERROLI |  | water jacket | 2000 | 0.124 | Hot Water | [5 empty] | 0.02635 |  |  | 76 | Gas |  |  |  |  | 0.91 | 5.504 | North Shore City | Auckland | 174.6915 | -36.7942
Education |  | Beachlands School | 18 Bell Rd Beachlands, Manukau City, Auckland 2018 | NO BOILER | [14 empty] | Electricity (heat pumps) | [6 empty] | Manukau City | Auckland | 174.9993 | -36.8849
Education |  | Belfast School | 700 Main North Road, Christchurch | HOVAL |  | Reverse Flame Fire Tube | 2000 | 0.3 | Hot Water |  | 2.5 |  |  |  | 0.225 |  |  | 90 | Oil/Diesel |  |  |  |  | 0.85 | 66.2294 | Christchurch | Canterbury | 172.6273 | -43.4534
Education |  | Belfast School | 700 Main North Road, Christchurch | [15 empty] | Diesel | [6 empty] | Christchurch | Canterbury | 172.6273 | -43.4534 |  | Govt School | 1
Education |  | Belfast School | 700 Main North Road, Christchurch | [15 empty] | Electricity | [6 empty] | Christchurch | Canterbury | 172.6273 | -43.4534 |  | Govt School | 1
Education |  | Bellevue School | 20 Princess Road, Tauranga | [15 empty] | Natural gas | [6 empty] | Tauranga | Bay of Plenty | 176.1259 | -37.6793 |  | Govt School | 1
Education |  | Bellevue School | 20 Princess Road, Tauranga | [5 empty] | Air Conditioning Units x9 | [9 empty] | Electricity | [6 empty] | Tauranga | Bay of Plenty | 176.1259 | -37.6793 |  | Govt School | 1
Education |  | Belmont Christian Academy | 357 South Road Hawera | [15 empty] | Natural gas | [6 empty] | Hawera | Taranaki | 174.2596 | -39.5894 |  | Private School | 1
Education |  | Belmont Contributing - Lower Hutt | NO BOILER |  |  |  | 2008 | [11 empty] | Electricity / gas | [10 empty] | no boiler
Education | P802100 | Belmont Primary School | 34 Harrison Ave. Belmont, North Shore City, Auckland | HEATSERVE |  | Watertube | 1956 |  | Hot Water |  | 2.41 | [6 empty] | 65 | coal OHAI PEAS | [6 empty] | Auckland | Auckland | 174.7906 | -36.8066
Education |  | Belmont School (Lower Hutt) | NO BOILER |  |  |  | 2008 | [11 empty] | electricity / gas
Education |  | Berhampore School | NO BOILER | [15 empty] | NB | [6 empty] | Wellington |  |  |  | no boiler |  | 0
Education |  | Bethlehem Community Pre-School Inc. | NO BOILER | [15 empty] | Electricity | [6 empty] | Tauranga | Bay of Plenty |  |  |  | ECE | 1
Education |  | Birchwood School | 15 Durham Street, Nelson | [15 empty] | Diesel | [6 empty] | Nelson | Nelson | 173.225 | -41.307 |  | Govt School | 1
Education |  | Birchwood School | 15 Durham Street, Nelson | [15 empty] | Electricity | [6 empty] | Nelson | Nelson | 173.225 | -41.307 |  | Govt School | 1
Education |  | Birdwood School | 23 Karepo Crescent, Ranui, Waitakere City, Auckland | BEACON |  | Watertube | 1983 | 0.165 | Hot Water |  | 2 |  |  |  | 0.0858 |  |  | 60 | Coal | [6 empty] | Waitakere City | Auckland | 174.6018 | -36.856
Education |  | Birkenhead College | 140 Birkdale Road, Birkenhead, Auckland |  |  |  | 2003 | 0.75 | [10 empty] | Natural gas | [6 empty] | Auckland | Auckland | 174.7009 | -36.7995 |  | Govt School | 1
Education |  | Birkenhead College | 140 Birkdale Road, Birkenhead, Auckland |  |  |  | 1996 | 0.5 | [10 empty] | Natural gas | [6 empty] | Auckland | Auckland | 174.7009 | -36.7995 |  | Govt School | 1
Education | P810200 | Birkenhead College | 140 Birkdale Road, Birkenhead, Auckland | YGNIS |  | Watertube | 2003 |  | Hot Water |  | 2.8 | [6 empty] | 80 | Gas | [8 empty] | 174.7009 | -36.7995
Education | P810200 | Bishop Viard College | 20 Kenepuru Drive, Porirua | [15 empty] | Natural gas | [6 empty] | Porirua | Wellington | 174.8382 | -41.1408 |  | Private School | 1
Education |  | Bishopdale School | NO BOILER | [15 empty] | Electricity | [10 empty] | No Boiler - Heatpumps
Education |  | Blaketown School | NO BOILER | [15 empty] | Electricity | [10 empty] | No Boiler - electrical heating
Education | P802100 | Bledisloe Primary School | 30A Meeanee Road, Napier |  |  |  |  | 0.007 | [10 empty] | Electricity | [6 empty] | Napier | Hawkes Bay | 176.851 | -39.5367 |  | Govt School | Various
Education |  | Bombay School | 35 Paparata Road, Bombay 2675 Auckland |  |  | Watertube | 1949 | 0.1 | Hot Water | [5 empty] | 0.027 |  |  | 84 | Coal | [6 empty] | Auckland | Auckland | 174.9954 | -37.1856
Education | P810200 | Botany Downs Secondary College | 575 Chapel Road, Manukau Auckland 2016 | AQUATHERM YGNIS |  |  | 2002 | 0.95 |  |  | 5 | [6 empty] | 80 | Gas |  |  |  |  | 0.87 |  | Manukau City | Auckland | 174.9155 | -36.934
Education | P802100 | Boulcott Primary School | 21 Boulcott Street, Boulcott 5010 Lower Hutt | PENSOTTI CERVINA 60 |  |  | 1998 |  |  |  | 4 | [6 empty] | 70 | Gas | [6 empty] | Lower Hutt | Wellington | 174.9216 | -41.2013
Education |  | Box Hill Kids | 35 Box Hill, Khandallah, Wellington | [15 empty] | Electricity | [6 empty] | Wellington | Wellington |  |  |  | ECE | Various
Education |  | Bradford School | 42A Bradford Sreet, Bardford, Dunedin | ROBIN HOOD |  | Watertube | 1955 | 0.094 | Hot Water | [5 empty] | 0.05922 |  |  | 80 | Coal |  |  |  |  | 0.7 | 27.7759 | Dunedin | Otago | 170.4674 | -45.8765
Education |  | Brandon Intermediate | 32 Driver Crescent, Porirua | Aquatherm YGNIS | AY400 | Firetube |  | 0.4 | [17 empty] | Porirua |  | 174.871 | -41.1436 |  |  | 1
Education |  | Branston Intermediate | 35 Amyes Road, Hornby 8042 Christchurch | AQUATHERM YGNIS |  | Firetube | 2001 | 0.3 |  |  | 5 |  |  |  | 0.102 |  |  | 70 | Oil/Diesel | [6 empty] | Christchurch | Canterbury | 172.529 | -43.547
Education |  | Branston Intermediate | 35 Amyes Road, Christchurch |  |  | Firetube | 1971 | [18 empty] | Christchurch | Canterbury | 172.529 | -43.547 |  |  | 1
Education |  | Breens Intermediate School | 85 Breens Road, Bishopdale, Christchurch 8051 | AQUATHERM YGNIS |  | Watertube | 2008 | 0.6 | Hot Water |  | 7.5 |  |  |  | 0.336 |  |  | 70 | Oil/Diesel | [6 empty] | Christchurch | Canterbury | 172.5767 | -43.4875
Education |  | Bridge Pa School | Bridge PA, Hawkes Bay | NO BOILER |  |  | 2008 | [11 empty] | Electricity | [10 empty] | heat pumps
Education |  | Brighton School | Christchurch | HEATSERVE |  |  | 1980 |  |  |  | 2.4 | [7 empty] | coal OHAI PEAS
Education |  | Brightwater School | 106 Ellis Street, Brightwater, Nelson 7022 | AQUATHERM YGNIS |  | Watertube | 1999 |  |  |  | 2 | [6 empty] | 70 | Oil/Diesel | [6 empty] | Nelson | Nelson | 173.1125 | -41.3793
Education |  | Broadgreen Intermediate | 193 Nayland Road, Stoke, Nelson | Hoval Boiler | 191 | Firetube | 1999 | 0.5 | [15 empty] | No change |  | Nelson | Nelson | 173.2326 | -41.3063 |  |  | 1
|  | Broadgreen Intermediate | 193 Nayland Road, Stoke, Nelson | [15 empty] | Diesel |  | litres |  |  |  |  | Nelson | Nelson | 173.2326 | -41.3063 | 2006 NCC inventory
Education |  | Broadwood Area School Manganuiowae | 1041 Broadwood Rd. Broadwood, North Hokianga | AQUATHERM YGNIS |  | Watertube | 2005 | 0.25 | Hot Water |  | 5 |  |  |  | 0.06125 |  |  |  | Oil/Diesel | [6 empty] | North Hokianga | Northland | 173.3954 | -35.2609
|  | Brockville School | Brockville Rd Dunedin |  |  |  |  | 0.19 | [10 empty] | Coal | 17? | tonnes
Education | P802100 | Brookfield Primary School | 20 Millers Rd Brookfiled, Tauranga 3110 | HEATSERVE |  | Watertube | 1979 | 0.175 | Hot Water |  | 2.47 |  |  |  | 0.0665 |  |  |  | coal OHAI PEAS | [6 empty] | Tauranga | Bay of Plenty | 176.1334 | -37.6906
Education |  | Bruce Mclaren Intermediate | 61-69 Bruce Mclaren Road, Henderson, Auckland | CUDDON |  | Watertube |  |  | Hot Water | [8 empty] | 50 | coal OHAI PEAS | [6 empty] | Henderson | Auckland | 174.627 | -36.8957
Education |  | Bruce Mclaren Intermediate | 61-69 Bruce Mclaren Road, Henderson, Auckland | [22 empty] | Henderson | Auckland | 174.627 | -36.8957 |  |  | 1
Education |  | Brunswick School | 15 Campbell RD1, Whanganui | [15 empty] | Electricity | [6 empty] | Whanganui | Manawatu-Whanganui |  |  |  | Govt School | 1
Education |  | Bucklands Beach School | 247 Bucklands Beach Road Bucklands Beach, Manukau City, Auckland | AQUATHERM YGNIS |  | Waterwall |  | 0.25 | Hot Water |  | 5 |  | 8 | 130 |  |  |  |  | Gas | [6 empty] | Manukau City | Auckland | 174.9102 | -36.8829
Education |  | Buller High School | 33-39 Derby Street Westport 7866 | TAYLOR |  | Watertube | [11 empty] | 65 | COAL HEAPY PEAS | [6 empty] | Westport | West Coast | 171.6054 | -41.7525
Education |  | Bulls School | 200 Bridge St. Bulls | [15 empty] | Electricity | [6 empty] | Bulls | Manawatu-Whanganui | 175.3849 | -40.1688 |  | Govt School | 1
Education |  | Bulls School | 200 Bridge St. Bulls | [15 empty] | Natural gas | [6 empty] | Bulls | Manawatu-Whanganui | 175.3849 | -40.1688 |  | Govt School | 1
Education |  | Burnham | [16 empty] | Electricity | [6 empty] | Christchurch | Canterbury |  |  |  | Govt School | 1
Education |  | Burnside High School | 151 Greers Road, Burnside, Christchurch 8053 | TAYLOR |  | Firetube | 1998 | 0.9 | Hot Water | [8 empty] | 78 | Oil/Diesel | [6 empty] | Christchurch | Canterbury | 172.5777 | -43.5076
Education |  | Burnside High School | 151 Greers Road, Burnside, Christchurch 8053 | TAYLOR |  | Firetube | 1997 | 0.9 | Hot Water | [8 empty] | 78 | Oil/Diesel | [6 empty] | Christchurch | Canterbury | 172.5777 | -43.5076
Education | P802100 | Burnside Primary School | 96 Memorial Avenue, Fendalton, Burnside | YGNIS Switzerland | No data | Hit water | 2000 | 0.25 | Hot water | [9 empty] | Diesel | 6000 liters | Liters |  |  |  |  | Christchurch | Canterbury | 172.5815 | -43.513 |  | Govt School | 1
Education |  | Burwood | 255 New Brighton Road, Christchurch |  |  |  | 2010 | 0.75 | [10 empty] | Electricity | [6 empty] | Christchurch | Canterbury | 172.6849 | -43.4998 |  | Govt School | 1
Education |  | Burwood | 255 New Brighton Road, Christchurch |  |  | Watertube | 2000 | 0.15 | [10 empty] | Oil | [6 empty] | Christchurch | Canterbury | 172.6849 | -43.4998 |  | Govt School | 1
|  | Burwood School | 255 New Brighton Road, Christchurch | HOVAL |  | Watertube | 2004 | 0.15 | Hot Water | [5 empty] | 0.081 |  |  | 80 | Oil/Diesel | [8 empty] | 172.6849 | -43.4998
Education |  | Canvastown School | Main Road, Canvastown, Havelock | [15 empty] | Electricity | [6 empty] | Havelock | Hawkes Bay | 173.767 | -41.2837 |  | Govt School | 1
Education | P810200 | Carmel College | 114 Shakespeare Rd, Milford |  |  |  | 2008 | [11 empty] | Eletricity | [6 empty] | Auckland | Auckland | 174.7567 | -36.779 |  | Govt School | 1
Education | P810200 | Carmel College | 114 Shakespeare Rd, Milford |  |  |  | 1983 | [11 empty] | Natural gas | [6 empty] | Auckland | Auckland | 174.7567 | -36.779 |  | Govt School | 1
Education | P810200 | Carmel College | 114 Shakespeare Rd, Milford |  |  |  | 2004 | [11 empty] | Eletricity | [6 empty] | Auckland | Auckland | 174.7567 | -36.779 |  | Govt School | 1
Education | P810200 | Carmel College | 114 Shakespeare Rd, Milford |  |  |  | 2006 | [11 empty] | Electricity | [6 empty] | Auckland | Auckland | 174.7567 | -36.779 |  | Govt School | 1
Education |  | Casa Nova | Harlech St Oamaru | [15 empty] | Coal | 17? | tonnes
Education |  | Cashmere High School | Rose Street, Somerfield, Christchurch 8024 | Hamilton Heatpak Taylors clone |  | Watertube | 1970 | 0.63 | [6 empty] | 0.4095 |  |  | 80 | coal blend CPI |  |  |  |  | 0.65 | 206.8416 | Christchurch | Canterbury | 172.6193 | -43.5667
Education | P802100 | Caversham Primary School | 217 South Road, Caversham, Dunedin 9012 | BRITANNIA No.37 |  | Waterwall | 1907 | 0.15 | Hot Water | [5 empty] | 0.053625 |  |  | 80 | coal OHAI PEAS |  |  |  |  | 0.7 | 25.1517 | Dunedin | Otago | 170.4844 | -45.896
Education |  | Centennial Park School | 50 Te Kuiti Road, Te Kuiti., Waitomo |  |  | No Boiler - Heatpumps | 2008 | [18 empty] | Waitomo | Waikato | 175.1742 | -38.3359
Education | P810200 | Central Hawkes Bay College | Tavistock Road, Waipukurau, Hawkes Bay |  |  | No Boiler - Heatpumps | 2008 | [20 empty] | 176.5605 | -40.0033
Education | P810200 | Central Hawke's Bay College | Tavistock Road, Waipukurau, Hawkes Bay |  |  |  |  | 0.88 | [10 empty] | LPG/Butane | [6 empty] | Waipukurau | Hawkes Bay | 176.5605 | -40.0033 |  | Govt School | 1
Education |  | Central New Brighton School | Seaview Road, New Brighton, Christchurch | (TAYLOR 78) - taymac Heatpak HP2405 |  | Watertube | 1982 | 0.3 | Hot Water |  | 1 |  |  |  | 0.12 |  |  | 40 | Wood Pellets |  |  |  |  | 0.61 | 0 | Christchurch | Canterbury | 172.7245 | -43.5084
Education |  | Central Normal School | 210 Featherston Street Takaro 4410 Palmerston North | AQUATHERM |  |  | 1988 | 0.3 |  |  | 5 |  |  |  | 0.108 |  |  | 67 | Gas | [6 empty] | Palmerston North | Manawatu-Whanganui | 175.6043 | -40.351
Education |  | Central School | NO BOILER | [15 empty] | NB | [6 empty] | New Plymouth | Taranaki |  |  | No boiler | Govt School
Education |  | CHARTWELL School | NO BOILER |  |  |  | 2008 | [11 empty] | Electricity
Education |  | CHAUCER School | Blockhouse Bay, Auckland |  |  | Watertube | 2000 |  |  | 0.0233 | 4.5 | [6 empty] | 95 | coal OHAI PEAS | [8 empty] | 174.7 | -36.9234
Education |  | Cheltenham School | NO BOILER | [15 empty] | NB | [6 empty] | Feilding |  |  |  | no boiler |  | 0
Education |  | Christ the King School | 92 Greers Road, Christchurch | [15 empty] | Electricity | [6 empty] | Christchurch | Canterbury | 172.5765 | -43.5093 |  | Private School | 1
Education |  | Christchurch Adventist School | 15 Grants Road Papanui |  |  | Watertube | 1985 | 0.1 | [10 empty] | Electricity | [6 empty] | Christchurch | Canterbury | 172.6112 | -43.4991 |  | Private School | 1
Education |  | Christchurch Adventist School | 15 Grants Road Papanui |  |  |  | 2006 | 0.1 | [10 empty] | Electricity | [6 empty] | Christchurch | Canterbury | 172.6112 | -43.4991 |  | Private School | 1
Education |  | Christchurch Boys High School | Christchurch | COATES (ELECTRIC) |  |  | 1990 | 0.29 |  |  | 3 |  |  |  | 0.18125 |  |  | 66 | Electricity
Education |  | Christchurch East School | NO BOILER |  |  |  | 2008 | [11 empty] | Electricity | [10 empty] | No boiler - nightstores and heaters
Education |  | Christchurch South Intermediate School | 204 Selwyn Street, Sydenham 8024 Christchurch | Hamilton Heatpak Taylors clone |  | Watertube | 1996 | 0.233 | Hot Water |  | 2 |  |  |  | 0.15145 |  |  | 70 | Coal | [6 empty] | Christchurch | Canterbury | 172.6253 | -43.552
Education |  | Churchill Park School | Kinsale Avenue, Glendowie Auckland | Northvale ECO Ambassador A100 |  | condensing boiler | 2007 | 0.1 | Hot Water | [5 empty] | 0.0275 |  |  | 70 | LPG/Butane |  |  |  |  | 1 | 5.9796 | Auckland | Auckland | 174.872 | -36.8529
Education |  | Churchill Park School | Kinsale Avenue, Glendowie Auckland |  |  |  | 2007-02-01 | 0.1 | [10 empty] | LPG | [6 empty] | Auckland | Auckland | 174.872 | -36.8529 |  | Govt School | 1
Education |  | CHURTON School | Burmah St. Aramohu, Whanganui | HOVAL |  |  | 1976 | 0.6 |  |  | 0.25 |  |  |  | 0.24 |  |  | 80 | Gas |  |  |  |  | 0.86 | 53.0456 | Whanganui | Manawatu-Whanganui | 175.0855 | -39.8923
Education |  | CLARKEVILLE School | CLARKVILLE School | NO BOILER |  |  | 2008 | [11 empty] | electricity | [10 empty] | No Boiler - Heatpumps
Education |  | CLAYTON Park School | CLAYTON Park School | NO BOILER |  |  | 2007 | [11 empty] | electricity | [10 empty] | No Boiler - Heatpumps
Education |  | CLENDON Park School | Manurewa, Auckland | NO BOILER | [14 empty] | electricity | [10 empty] | No Boiler - Heatpumps
Education | P802100 | Clevedon Primary School | 13 North Rd, Clevedon | [22 empty] | Clevedon | Auckland |  |  |  | Govt School | 1
Education |  | Clifton Terrace School | 888 Atawhai Drive Nelson | [15 empty] | Diesel | 2000? | litres |  |  |  |  | Nelson |  |  |  | 2006 NCC inventory
Education |  | Cloverlea School | 55 Herbert Avenue, Palmerston North | BOAG |  | Waterwall | 1975 | 0.2 | [17 empty] | Palmerston North |  | 175.5846 | -40.3452 |  |  | 1
Education | P802100 | Clyde Primary School | NO BOILER | [15 empty] | NB | [6 empty] | Clyde | Otago |  |  | No boiler | ECE
Education |  | Clyde Quay School | NO BOILER | [15 empty] | NB | [6 empty] | Mt Victoria Wellington |  |  |  | No boiler |  | 0
Education |  | Cobham School | Gisborne | RADCO |  |  | 1962 | 0.5 |  |  | 2 |  |  |  | 0.1925 |  |  |  | Coal
Education |  | Cocklebay School | NO BOILER |  |  |  | 2008 | [11 empty] | Electricity | [10 empty] | No Boiler - Heatpumps
Education |  | Coley Street School | COLEY STREET School |  |  |  | 2008 | [11 empty] | Electricity | [10 empty] | No Boiler - Heatpumps
Education |  | College St School | College St Dunedin |  |  |  |  | 0.08 | [10 empty] | Coal | 9? | tonnes
Education |  | Collingwood Area School | Lewis Street, Collingwood | HEATPAK |  | Waterwall | 1983 | 0.36 | Hot Water | [5 empty] | 0.225 |  |  | 80 | Coal | [6 empty] | Collingwood | Tasman | 172.6803 | -40.6805
Education | P810200 | Columba College | Dunedin | [15 empty] | LPG | [6 empty] | Dunedin | Otago
Education |  | Conifer Grove School | Papakura, Auckland | BEACON HEATER 185 |  | not sure | 1980 | 0.165 | Hot Water |  | 2 |  |  |  | 0.043312 |  |  | 65 | coal OHAI PEAS
Education |  | Coromandel Area School | COROMANDEL AREA School | TAYLOR |  | Watertube | 2006 |  | Hot Water |  | 3 | [7 empty] | coal OHAI PEAS
Education |  | Corstorphine School | Dunedin | BRITANNIA No.37 |  |  | 2008 | [10 empty] | 80 | Coal | [6 empty] | Dunedin | Otago
Education | P802100 | Cotswold Primary School | Bishopdale, Christchurch | YGNIS AQUATHERM |  | Watertube | 2008 | 0.25 |  |  | 0.6 |  |  |  | 0.12937 |  |  | 55 | light oil
Education | P810200 | Cromwell College | 9 Barry Avenue, Cromwell | [15 empty] | coal Ohai Peas | [6 empty] | Cromwell | Otago |  |  |  | Govt School | 1
Education | P810200 | Cromwell College | 9 Barry Avenue, Cromwell | [15 empty] | Diesel | [6 empty] | Cromwell | Otago |  |  |  | Govt School | 1
Education | P810200 | Cromwell College | 9 Barry Avenue, Cromwell | [15 empty] | Electricity | [6 empty] | Cromwell | Otago |  |  |  | Govt School | 1
Education | P802100 | Cromwell Primary School | Cromwell Primary School, Molyneux Avenue | NZ Premier | No model number on plant |  | 1950s | [18 empty] | Cromwell | [5 empty] | 1
Education | P802100 | Cromwell Primary School | NO BOILER | [15 empty] | NB | [6 empty] | Cromwell | Otago |  |  | No boiler | Govt School
Education | P810200 | CULLINANE COLLEGE | St John's Hill, Whanganui |  |  | No Boiler - electrical and gas heating
Education |  | DANNEVIRKE HIGH School | DANNEVIRKE | Gordon Products Ltd. Blenheim |  | Watertube | 1967 |  | Hot Water | [9 empty] | Oil/Diesel
Education |  | Darfield High School | McLaughlins Road, Darfield | Taymac | HP3608 | Waterwall | 2000 | 0.47 | Hot water |  |  |  | 3 |  |  | Yes |  | 95 | [7 empty] | Darfield |  | 172.0594 | -43.5118 | Coal blend varies from AW taylor, supplier, over year |  | 1
Education | P802100 | DARFIELD PRIMARY School | NO BOILER | [15 empty] | Electricity | [10 empty] | No Boiler - Heatpumps
Education |  | Dargaville High School | NO BOILER | [15 empty] | NB | [6 empty] | Dargaville |  |  |  | The boiler was disposed of last year |  | 0
Education |  | DAVID HENRY School | Tokoroa | YGNIS |  |  | 1982 | 0.15 | Hot Water | [5 empty] | 0.054 |  |  | 70 | Gas
Education |  | DAVID STREET School | Morrinsville |  |  | No Boiler - Heatpumps | 2008
Education |  | Devon Intermediate | Devon Street West, New Plymouth | [15 empty] | Natural gas | [6 empty] | New Plymouth | Taranaki |  |  |  | Govt School | 1
Education |  | Devon Intermediate | Devon Street West, New Plymouth | [15 empty] | Electricity | [6 empty] | New Plymouth | Taranaki |  |  |  | Govt School | 1
Education |  | DIAMOND HARBOUR School | DIAMOND HARBOUR | TAYMAC SR175 |  | Waterwall | 2002 |  | Hot Water |  | 4.5 | [6 empty] | 72 | Oil/Diesel |  |  |  |  | 0.9
Education |  | Discovery PreSchool Ltd | 3 Waldie Grove, Lower Hutt | [15 empty] | Electricity | [6 empty] | Lower Hutt | Wellington |  |  |  | ECE | 1
Education | P802100 | DON BUCK PRIMARY School | MASSEY, Auckland | BEACON 104 |  | cross tube vertical baler | 1981 |  |  |  | 2 | [6 empty] | 75 | Coal |  |  |  |  | 0.5
Education |  | Don Buck School | NO BOILER | [15 empty] | NB | [6 empty] | Auckland | Auckland |  |  | No boiler | Govt School
Education | P802100 | DONOVAN PRIMARY School | Invercargill | HAMILTON |  | Waterwall | 1975 |  | Hot Water | [8 empty] | 60 | coal OHAI PEAS
Education |  | Dunedin North Intermediate School | North Rd Dunedin |  |  |  |  | 0.43 | [10 empty] | Coal | 37? | tonnes |  |  |  |  | Dunedin | otago
Education |  | Dunedin North Intermediate School | 34 North Road, Dunedin |  |  |  | 1995 or older | [11 empty] | Kai Point coal | [6 empty] | Dunedin | Otago |  |  |  | Govt School | 1
Education |  | Duvauchelle School | NO BOILER | [15 empty] | NB | [6 empty] | Akaroa | Canterbury |  |  | No boiler | Govt School
Education |  | East Otago High School | 3 Stour Street Palmerston Otago 9430 | TAYMAC |  | Watertube | 2006 | 2.4 | Hot Water |  | 7.5 |  |  |  | 1.92 |  |  | 60 | COAL - New Vale Peas 25 | [6 empty] | Palmerston | Otago | 170.7204 | -45.477
Education |  | EAST TAIERI School | Mosgiel | BEECROFT |  | Watertube | 2004 | 0.1 | Hot Water |  | 3 |  |  |  | 0.06 |  |  | 80 | coal OHAI PEAS |  |  |  |  | 0.65 | 30.3065
Education |  | EAST TAMAKI School | Otara, Auckland | FERROLI |  |  | 2002 | 0.102 | Hot Water | [5 empty] | 0.02601 |  |  | 78 | Gas |  |  |  |  | 0.9 | 5.4933
Education |  | EASTERN HUTT School | Lower Hutt |  |  | No Boiler - gas heaters | 2008
Education |  | Eastern Hutt School | NO BOILER | [15 empty] | NB | [6 empty] | Lower Hutt |  |  |  | No boiler |  | 0
Education |  | EBBETT Park School | Hastings | HEATSERVE |  | Watertube | 1974 | 0.176 | Hot Water |  | 2.4 |  |  |  | 0.0704 |  |  | 70 | Coal
Education |  | Ebbett Park School | 600 Oliphant Road Hastings | Heatserv | HSV60 | Watertube | 1980 | 0.176 | [17 empty] | Hastings |  |  |  | You need an expert to fill in this survey not the principal or caretaker |  | 1
Education | P802100 | EDENDALE PRIMARY School | Sandringham Auckland | AQUATHERM YGNIS |  | Watertube | 2003 |  |  |  | 5 | [6 empty] | 78 | Gas
Education | P810200 | EDGECUMBE COLLEGE | EDGECUMBE | HAMILTON HEATPAK |  | Waterwall | 1993 | 0.645 | Hot Water |  | 2 |  |  |  | 0.258 |  |  | 75 | Coal |  |  |  |  | 0.65 | 130.3178
Education | P802100 | EDGECUMBE PRIMARY School | EDGECUMBE | CUDDON |  | Watertube |  | 0.17 | Hot Water |  | 3 |  |  |  | 0.04335 |  |  | 75 | Coal |  |  |  |  | 0.85 | 16.7443
Education | P802100 | EDMONTON PRIMARY School | Te Atatu South, Auckland | HEATPAK |  | Watertube | 1947 | 0.5 | Hot Water |  | 4.5 |  |  |  | 0.13125 |  |  | 76 | Coal
Education |  | EDMUND HILLARY School | Papakura, Auckland | CUDDON |  | Watertube | 1972 | 0.17 | Hot Water |  | 7 |  |  |  | 0.051 |  |  |  | Coal
Education
Education |  | Eketahuna School | NO BOILER | [15 empty] | NB | [6 empty] | Eketahuna |  |  |  | Our boiler needed major repairs so we have replaced our heating with heatpumps |  | 0
Education | P810200 | ELLESMERE COLLEGE | Leeston | TAYMAC HEATPAK 4807 |  | Waterwall | 2007 | 0.53 | Hot Water |  | 4.4 |  |  |  | 0.46375 |  |  | 60 | Coal Blended Giles Creek-Tillers Peas |  |  |  |  | 0.7 | 217.512
Education | P810200 | Ellesmere College | Dunsandel Road, Leeston | [15 empty] | Electricity | [6 empty] | Leeston | Canterbury |  |  |  | Govt School | 1
Education | P810200 | Ellesmere College | Dunsandel Road, Leeston | [15 empty] | Wood pallets | [6 empty] | Leeston | Canterbury |  |  |  | Govt School | 1
Education |  | ELMGROVE School | Mosgiel | CRANE WHITEHALL No.26 SECTIONAL BOILER |  | Waterwall | 1963 |  | Hot Water | [8 empty] | 80 | Coal
Education |  | ELMPark School | NO BOILER | [15 empty] | Electricity | [10 empty] | No Boiler - Heatpumps
Education |  | ENNER GLYNN School | Nelson | Sime Gulliver RG5D 12 Freestanding |  | Watertube | 2002 | 0.213 |  | 0.025 |  |  |  |  | 0.07242 |  |  |  | light oil | [6 empty] | Nelson
Education |  | Epsom Girls Grammar School | Silver Road, Epsom 1023 | YGNIS AQUATHERM |  | Watertube | 1995 | 0.95 | Hot Water |  | 5 |  |  |  | 0.627 |  |  | 23 | Gas | [6 empty] | Auckland | Auckland | 174.7748 | -36.8764
Education |  | Epsom Normal Primary School | 41 The Drive, Epsom Auckland 1023 | Ygnis | AY300 | Other | 1997 | 0.3 | [15 empty] | 84.3% |  | Epsom, Auckland |  | 174.7704 | -36.8904 | I have gathered the information from the annual inspection reports and the specification data booklet. |  | 1
Education |  | FAIRBURN School | Otahuhu, Auckland | AQUATHERM YGNIS |  |  | 1998 | 0.3 |  |  | 5 |  |  |  | 0.0735 |  |  |  | Gas
Education | P810200 | Fairburn School | Fairburn School 10 Pukeora Rd Otahuhu Auckland | Aquatherm YGNS | AY300 |  | 1998 | 0.3 | [15 empty] | 100% |  | Otahuhu Auckland |  | 174.8494 | -36.9485 |  |  | 1
Education | P810200 | Fairfield College | Bankwood Road, Hamilton |  |  |  | 1992 | 0.75 | [10 empty] | Natural gas | [6 empty] | Hamilton | Waikato | 175.2762 | -37.756 |  | Govt School | 1
Education | P810200 | Fairfield College | Bankwood Road, Hamilton |  |  |  | 2004 | 0.6 | [10 empty] | Natural gas | [6 empty] | Hamilton | Waikato | 175.2762 | -37.756 |  | Govt School | 1
Education | P810200 | Fairfield College | Bankwood Road, Hamilton |  |  |  | 1980'2 | 0.35 | [10 empty] | Natural gas | [6 empty] | Hamilton | Waikato | 175.2762 | -37.756 |  | Govt School | 1
Education | P810200 | Fairfield College | Bankwood Road, Hamilton |  |  |  | 2005 | 0.275 | [10 empty] | Natural gas | [6 empty] | Hamilton | Waikato | 175.2762 | -37.756 |  | Govt School | 1
Education | P810200 | FAIRFIELD COLLEGE School | Fairfield, HAMILTON | Energy Products International |  | condensing boiler | 2006 | 0.6 | Hot Water | [5 empty] | 0.21 |  |  |  | Gas |  |  |  |  | 0.9 | 44.352
Education |  | FAIRFIELD School | Fairfield, HAMILTON | BRITANNIA No.37 |  |  | 1958 |  | Hot Water |  | 1.5 | [6 empty] | 70 | Coal | [6 empty] | Dunedin | Otago
Education |  | Fairfield School (Levin) | Macarthur Street, Levin | Robin Hood | CG 3/C 422 | Watertube | 1963 | [18 empty] | Levin | [5 empty] | 1
Education |  | FAIRFIELD School LEVIN | LEVIN | ROBIN HOOD |  | Waterwall | 1971 |  | Hot Water | [8 empty] | 70 | Gas
Education | P802100 | FAIRLIE PRIMARY School | FAIRLIE | RYLAND |  |  | 1955 | [10 empty] | 85 | Coal
Education | P802100 | Falxmere Primary School | NO BOILER | [15 empty] | NB | [6 empty] | Flaxmere Hastings |  |  |  | No boiler |  | 0
Education |  | Farm Cove Intermediate | 16 Butley Drive, Pakuranga | Ecoflam | BLU350 | Waterwall | 2008 | [18 empty] | Pakuranga | [5 empty] | 1
Education |  | FARM COVE INTERMEDIATE School | Pakuranga, Auckland | IVAR 290 |  | Waterwall | 2008 | 0.3 | Hot Water |  | 3 |  |  |  | 0.09 |  |  | 70 | Gas |  |  |  |  | 0.9 | 19.008
Education |  | FAVONA School | Mangere, Manukau Auckland | HEATSERVE |  | Waterwall | 1973 | 0.22 | Hot Water | [5 empty] | 0.0561 |  |  | 80 | HUNTLY PEA COAL |  |  |  |  | 0.65 | 28.3365
Education | P802100 | FEATHERSTON PRIMARY School | FEATHERSTON | TAYMAC |  | Watertube | 1998 |  | Hot Water |  | 0.6 | [6 empty] | 60 | Coal
Education |  | FERGUSSON INTERMEDIATE School | Trentham, UPPER HUTT | AQUATHERM |  | Watertube | 1997 | 0.4 | Hot Water |  | 5 |  |  |  | 0.216 |  |  | 80 | Gas |  |  |  |  | 0.8 | 51.3216
Education |  | Fernbrook School | Redcastle Rd Oamaru |  |  | Coal Boiler | [12 empty] | Coal | 6? | tonnes |  |  |  |  | Oamaru
Education | P802100 | Fernlea Primary School | 25A Lees Grove, Wainuiomata | [15 empty] | Natural gas | [6 empty] | Lower Hutt | Wellington |  |  |  | Govt School | 1
Education | P802100 | Fernlea Primary School | 25A Lees Grove, Wainuiomata | [15 empty] | Electricity | [6 empty] | Lower Hutt | Wellington |  |  |  | Govt School | 1
Education |  | FINLAYSON Park School | Manurewa, Auckland | A&T Burnt Ltd VALE AUTOMATIC STOKER |  | Watertube | 1980 | 0.3 |  |  | 2.6 |  |  |  | 0.05775 |  |  |  | Coal |  |  |  |  | 0.6 | 31.6008
Education | P810200 | Fiordland College | 4 Howden Street, Te Anau |  |  | Waterwall | 1976 | 0.275 | [10 empty] | Coal Reefton blend | [6 empty] | Te Anau |  | 167.7242 | -45.4101 |  | Govt School | 1
Education | P802100 | Firth Primary School | Station Road Matamata | Ygnis | unknown | Watertube |  | 0.22 | [15 empty] | unknown |  | Matamata |  |  |  | no |  | 1
Education | P802100 | FIRTH PRIMARY School | Matamata | AQUATHERM YGNIS |  |  | 1999 | 0.2 | Hot Water |  | 5 |  |  |  | 0.08 |  |  | 65 | Coal
Education |  | Flanshaw Road School | 51 Flanshaw Road, Te Atatu South | [15 empty] | Coal Huntly Peas | [6 empty] | Auckland | Auckland |  |  |  | Govt School | 1
Education |  | Flanshaw Road School | 51 Flanshaw Road, Te Atatu South | [15 empty] | Electricity | [6 empty] | Auckland | Auckland |  |  |  | Govt School | 1
Education | P810200 | FLAXMERE COLLEGE | FLAXMERE | HAMILTON |  | Watertube | 1977 | 0.1 | Hot Water | [5 empty] | 0.032 |  |  | 70 | Huntly pea coal
Education |  | FLAXMERE School | FLAXMERE | CUDDON |  | Watertube | 1968 |  | Hot Water | [8 empty] | 50 | coal OHAI PEAS
Education |  | Forbury School | Oxford St Dunedin |  |  |  |  | 0.47 | [10 empty] | Coal | 40? | tonnes |  |  |  |  | Dunedin | Otago
Education |  | Forest Education Centre | Forest Education Centre | EASTEEL |  |  |  | 4 | Steam | [9 empty] | Gas
Education |  | FOREST LAKE School | FOREST LAKE School | [15 empty] | Gas
Education |  | Forfar Nursery & PreSchool | 82 Forfar St, Canterbury | [15 empty] | Electricity | [6 empty] | Christchurch | Canterbury |  |  |  | ECE | 1
Education |  | FORREST HILL School | Forrest Hill, North Shore | BEECROFT |  | Watertube | 1980 | 0.165 | Hot Water | [5 empty] | 0.0396 |  |  | 75 | Coal chips/fines
Education |  | Fox Glacier School | NO BOILER | [15 empty] | NB | [6 empty] | Fox Glacier |  |  |  | No boiler |  | 0
Education | P810200 | FRANCIS DOUGLAS MEMORIAL COLLEGE | New Plymouth | HOVAL |  | Watertube | 1982 | 0.4 | Hot Water |  | 3 |  |  |  | 3.2256 |  |  | 84 | Gas
Education |  | FREEVILLE School | NO BOILER |  |  |  | 2008 | [11 empty] | electricity | [10 empty] | No Boiler - Heatpumps
Education |  | FREYBERG HIGH School | Palmerston North | AQUATHERM |  | Watertube | 2008 | 0.77 |  |  | 4 |  |  |  | 0.462 |  |  | 75 | Gas
Education |  | George St Normal School | George St Dunedin |  |  |  |  | 0.345 | [10 empty] | LFO | 13? | tonnes |  |  |  |  | Dunedin | Otago | 170.5072 | -45.8683
Education |  | George St Normal School | George St Dunedin |  |  |  |  | 0.05 | [10 empty] | Coal | 6? | tonnes |  |  |  |  | Dunedin | Otago
Education |  | GERALDINE HIGH School | GERALDINE | HAMILTON |  | Watertube | 1977 | 0.7 | Hot Water |  | 6.9 |  |  |  | 0.4375 |  |  | 80 | Coal |  |  |  |  | 0.7 | 205.2
Education |  | Gilberthorpe School | 163 Gilberthorpes Road Hei Hei Christchurch 8042 | Tripass | TP 120 | Watertube | 1997 | 0.12 | [15 empty] | ?? |  | Christchurch |  | 172.5218 | -43.5298 | Boiler serviced by Dawn Group Ltd in ChCh. They may be able to help with the information I don't know |  | 1
Education |  | GISBORNE INTERMEDIATE School | NO BOILE | [15 empty] | Electricity | [10 empty] | No Boiler - Heatpumps
Education | P802100 | GLADSTONE PRIMARY School | Mt Albert, Auckland | HAMILTON |  | Waterwall | 1973 |  | Hot Water | [8 empty] | 80 | Coal
Education |  | GLENAVON School | Auckland | (TAYLOR 78) - taymac Heatpak HP2405 |  | Watertube | 1991 | 0.125 | Hot Water | 0.125 | 4.4 |  |  |  | 0.046875 |  |  |  | Coal
Education |  | GLENBERVIE School | Whangarei |  |  |  | 2008
Education |  | GLENDENE School | GLENDENE AUICKLAND | CUDDON |  | Waterwall | 1964 |  | Hot Water | [8 empty] | 65 | coal OHAI PEAS |  |  |  |  | 0.5
Education |  | Glendene School | 60 Barrys Road, Glendene, Auckland | [15 empty] | Lignite | [6 empty] | Glendene | Auckland |  |  |  | Govt School | 1
Education | P810200 | GLENDOWIE COLLEGE | GLENDOWIE Auckland | AQUATHERM YGNIS |  | not sure | 1997 |  | Hot Water |  | 5 | [6 empty] | 72 | Gas
Education | P802100 | Glenfield Primary School | 101 Chivalry Road, Glenfield | [15 empty] | Natural gas | [6 empty] | Auckland | Auckland |  |  |  | Govt School | 1
Education |  | GLENMOOR School | Mairehau, ChristchurchL | BRITANNIA No.37 |  |  | 1957 |  | Hot Water | [8 empty] | 80 | Coal |  |  |  |  | 0.7
Education |  | Glenorchy | NO BOILER | [15 empty] | NB | [6 empty] | Glenorchy | Otago |  |  | No boiler | Govt School | No boiler
Education |  | Glentunnel School | NO BOILER | [5 empty] | 1985 | [9 empty] | Electricity | [6 empty] | Glentunnel | Canterbury |  |  | 12kw black heating per class | Govt School | 1
Education |  | Glentunnel School | NO BOILER | [5 empty] | 2010 | [9 empty] | Electricity | [6 empty] | Glentunnel | Canterbury |  |  | 4 heat pumps - 8kw | Govt School | 1
Education |  | Gordonton School | Woodlands Road, Gordonton, Hamilton |  |  |  | 1999 | 0.15 | [10 empty] | Diesel | [6 empty] | Hamilton | Waikato |  |  |  | Govt School | 1
Education |  | Gorge Road School | 5 Factory Road Gorge Road, Invercargill |  |  |  |  | 0.392 | [10 empty] | Diesel | [6 empty] | Invercargill | Southland | 168.3642 | -46.4131 |  | Govt School | 1
Education |  | Grants Braes School | Belford Street |  |  |  |  | 0.13 | [10 empty] | Coal | 13? | tonnes
Education |  | GRANTS BRAES School | Dunedin | CRANE WHITEHALL No.26 SECTIONAL BOILER |  | Watertube | 1955 |  | Hot Water |  | 3 | [6 empty] | 80 | coal OHAI PEAS
Education |  | Green Bay High School | PO Box 80 002, Green Bay, Auckland | Ygnis | AY 750 |  | 2010 | 0.75 | [17 empty] | Auckland | [5 empty] | 1
Education |  | GREEN BAY HIGH School | Green Bay, Waitakere | HAMILTON |  | Waterwall | 1967 | 0.7 | Hot Water |  | 5 |  |  |  | 0.2975 |  |  | 110 | Coal |  |  |  |  | 0.5 | 195.3504
|  | Green Island School | Dunedin |  |  |  |  | 0.45 | [10 empty] | Coal | 20? | tonnes |  |  |  |  | Dunedin | Otago
Education |  | GREEN ISLAND School | GREEN ISLAND Dunedin | HEATPAK |  | Waterwall | 1974 |  | Hot Water | [8 empty] | 62 | Coal
Education |  | GREENACRES School | Tawa, WELLINGTON | YGNIS |  |  | 1998 | 0.175 | Hot Water |  | 2 |  |  |  | 0.04375 |  |  | 70 | Gas
Education |  | Greenhithe | NO BOILER | [15 empty] | NB | [6 empty] | North Shore |  |  |  |  | Govt School | No boiler
Education |  | GREY MAIN School | Greymouth | BEACON HEATER 2201 |  | Waterwall | 1999 | 0.3 | Hot Water |  | 0.45 |  |  |  | 1.1592 |  |  | 70 | COAL - Blend 2
Education |  | Greytown | East St. Greytown | [15 empty] | Sub-bituminuos | [6 empty] | Greytown |  |  |  |  | Govt School | 1
Education |  | Greytown | East St. Greytown | [15 empty] | Electricity | [6 empty] | Greytown |  |  |  |  | Govt School | 1
Education |  | Grovetown School | Vickerman Street Grovetown, Blemheim |  |  |  | Before 1997 | [11 empty] | Electricity | [6 empty] | Blenheim |  |  |  |  | Govt School | 1
Education |  | Grovetown School | Vickerman Street Grovetown, Blemheim |  |  |  | 2000 | [11 empty] | Electricity | [6 empty] | Blenheim |  |  |  |  | Govt School | 1
Education |  | Halcombe School | 30 Monteith Street, RD9 | [15 empty] | Electricity | [6 empty] | Fielding | Horowhenua |  |  |  | Govt School | Various
Education |  | Halfmoon Bay | Ayr Street, Halfmoon Bay, Stewart Island | [15 empty] | Diesel | [6 empty] | Stewart Island | Auckland |  |  |  | Govt School | 1
|  | Halfway Bush School | Ashmore Street Dunedin |  |  |  |  | 0.165 | [10 empty] | Coal | 15? | tonnes |  |  |  |  | Dunedin | Otago
Education |  | Hamilton Boys High School | 49 Peachgrove Road, Hamilton | YGnis | AY70 |  | 1993-06-01 | 0.75 | [17 empty] | Hamilton |  | 175.2981 | -37.7862 |  |  | 1
Education |  | HAMMERLEY Park School | Shirley, Christchurch | HAMILTON |  | Waterwall | 1981 |  | Hot Water |  | 2 | [6 empty] | 70 | coal blend CPI |  |  |  |  | 0.8
Education |  | HAMMERLEY Park School | HAMMERLEY Park School - BOILER B | HOVAL |  | Waterwall | 1994 |  | Hot Water |  | 3 | [6 empty] | 70 | Oil/Diesel |  |  |  |  | 0.8
Education |  | Hampton Hill School | Rimu Street, Tawa |  |  |  |  | 0.791 | [10 empty] | Diesel | [6 empty] | Wellington | Wellington | 174.8228 | -41.1662 |  | Govt School | 1
Education |  | Hampton Hill School | Rimu Street, Tawa |  |  |  |  | 0.791 | [10 empty] | Diesel | [6 empty] | Wellington | Wellington | 174.8228 | -41.1662 |  | Govt School | 1
Education |  | HAMPTON HILL School | Tawa, WELLINGTON | PENSOTTI CERVINA 60 |  | Waterwall |  | 0.0872 | Hot Water |  | 2 |  |  |  | 0.041856 |  |  | 65 | Gas
Education |  | Hapuku School | NO BOILER | [15 empty] | NB | [6 empty] | Kaikoura |  |  |  | no boiler |  | 0
Education |  | HASTINGS Central School | HASTINGS | HAMILTON |  | Watertube | 2008 |  | Hot Water | [8 empty] | 60 | Coal
Education |  | Haumoana School | NO BOILER | [15 empty] | NB | [6 empty] | RD2 Hastings |  |  |  | Our boiler was redundant 10 years ago - the Min of Ed removed it. |  | 0
Education |  | Hautapu School | Cnr Forrest And Hautapu Roads, Cambridge | [15 empty] | LPG | [6 empty] | Cambridge | Waikato |  |  |  | Govt School | 1
Education |  | Hautapu School | Cnr Forrest And Hautapu Roads, Cambridge | [15 empty] | Electricity | [6 empty] | Cambridge | Waikato |  |  |  | Govt School | 1
Education | P802100 | Havelock North Primary | NO BOILER | [15 empty] | NB | [6 empty] | Havelock North | Hawkes Bay |  |  | no boiler | Govt School | No boiler
Education |  | Hawera High School | 13 Camberwell Road, Hawera | [15 empty] | Natural gas | [6 empty] | Hawera | Taranaki |  |  |  | Govt School | 1
Education |  | Hawera High School | 13 Camberwell Road, Hawera | [15 empty] | Electricity | [6 empty] | Hawera | Taranaki |  |  |  | Govt School | 1
Education | P802100 | HAY Park PRIMARY School | Mt. Roskill, Auckland | BEACON HEATER 2327 |  | Watertube | 1978 | 0.165 | Hot Water |  | 1 |  |  |  | 0.0396 |  |  | 70 | Huntly pea coal |  |  |  |  | 0.8 | 16.2518
Education |  | HayPark School | NO BOILER | [15 empty] | NB | [6 empty] | Mt Roskill |  |  |  | no boiler |  | 0
Education |  | Hedgehope | Hedgehope-Winton Highway, Invercargill | [15 empty] | Electricity | [6 empty] | Invercargill | Southland |  |  |  | Govt School | 1
Education |  | HENDERSON NORTH School | HENDERSON Auckland | BEACON |  | Waterwall | 1981 | 0.165 | Hot Water |  | 2 |  |  |  | 0.066 |  |  |  | Coal
Education |  | Henderson North School |  |  |  | Watertube | [19 empty] | Henderson | [5 empty] | 1
Education |  | HENDERSON VALLEY School | HENDERSON VALLEY School | TAYLOR |  | Watertube | 1989 | 0.125 | Hot Water |  | 4.4 |  |  |  | 0.040625 |  |  | 80 | coal OHAI PEAS
Education |  | HENLEY School | Richmond, NELSON | HAMILTON |  | Waterwall | 1968 | [10 empty] | 80 | Coal |  |  |  |  | 0.8
Education | P810200 | HERETAUNGA COLLEGE | HERETAUNGA UPPER HUTT | AQUATHERM |  | Watertube | 1998 |  | Hot Water |  | 3 | [6 empty] | 76 | Gas |  |  |  |  | 0.83
Education |  | HIKURANGI School | HIKURANGI |  |  | Watertube | 1958 |  | Hot Water | [8 empty] | 60 | COAL HEAPY PEAS
Education |  | Hikursangi School | Swann Ave, Hikurangi, Northland |  |  | Waterwall | 1950 | [16 empty] | unknown |  | Hikurangi |  |  |  | given age of the boiler i have no idea about some of the answers would be an engineer to answer or other specialist |  | 1
Education |  | Hillcrest High School | 132 Masters Avenue Hamilton 3216 |  |  | Other | 2011 | 0.85 | [10 empty] | Natural gas | [6 empty] | Hamilton | Waikato | 175.3263 | -37.7939 |  | Govt School | 1
Education |  | Hillcrest High School | 132 Masters Avenue Hamilton 3216 |  |  | Waterwall | 1972 | 0.65 | [10 empty] | Coal Huntly peas | [6 empty] | Hamilton | Waikato | 175.3263 | -37.7939 |  | Govt School | 1
Education |  | Hillcrest High School | 132 Masters Avenue Hamilton 3216 |  |  | Waterwall | 1972 | 0.65 | [10 empty] | Coal Huntly peas | [6 empty] | Hamilton | Waikato | 175.3263 | -37.7939 |  | Govt School | 1
Education |  | Hillcrest Normal School | 218 Cambridge Road, Hamilton |  |  | Watertube | 1993 | [11 empty] | Coal Huntly peas | [6 empty] | Hamilton | Waikato |  |  |  | Govt School | 1
Education |  | Hillmorton High School | Tankerville Road Barrington Christchurch 8244 | TRIWAY |  | Watertube | 1996 | 0.9 | Hot Water | [5 empty] | 0.945 |  |  | 85 | Coal | [6 empty] | Christchurch | Canterbury | 172.5928 | -43.5585
Education |  | HILLMORTON HIGH School | HILLMORTON HIGH School - 2 | HAMILTON |  | Watertube | 1968 | 0.45 | Hot Water | [5 empty] | 0.4725 |  |  | 85 | Coal
Education | P802100 | Hillsborough Primary School | HILLSBOROUGH PRIMARY |  |  | No Boiler - gas heaters | 2008
Education |  | Hillview Christian | 150 Wilsons Rd. Christchurch |  |  |  | 1991 | [11 empty] | Electricity | [6 empty] | Christchurch | Canterbury |  |  |  |  | 1
Education |  | Hillview Christian | 150 Wilsons Rd. Christchurch |  |  |  | 2001 | [11 empty] | Electricity | [6 empty] | Christchurch | Canterbury |  |  |  |  | 1
Education |  | Hillview Christian | 150 Wilsons Rd. Christchurch |  |  |  | 2006 | [11 empty] | Electricity | [6 empty] | Christchurch | Canterbury |  |  |  |  | 1
Education |  | HINUERA School | Matamata | FERROLI |  |  | 2005 | 0.07 | Hot Water | [5 empty] | 0.0315 |  |  | 75 | Oil/Diesel |  |  |  |  | 0.85 | 9.2721
Education |  | Hinuera School | NO BOILER | [15 empty] | NB | [6 empty] | Matamat |  |  |  | Boiler not used as much now. Moving to heat pumps. |  | 0
Education | P802100 | Hokitika Primary School | NO BOILER | [15 empty] | NB | [6 empty] | Hokitika | West Coast |  |  | no boiler | Maori School | No boiler
Education |  | HOKITIKI School | NO BOILER |  |  |  | 2008 | [11 empty] | Electricity | [10 empty] | No Boiler - Heatpumps
Education |  | HORA HORA School | HORA HORA |  |  |  | 2008
Education |  | Hornby High School | 180 Waterloo Road, Hornby, Christchurch | TRIPASS GO 1200P |  |  | 1998 | 1.41 | Hot Water |  | 4.5 | [6 empty] | 60 | Oil/Diesel |  |  |  |  | 0.85 |  | Christchurch | Canterbury | 172.5266 | -43.5382
Education |  | Horohoro School | 69 Apirana Road, Rotorua | [15 empty] | Electricity | [6 empty] | Rotorua | Bay of Plenty |  |  |  | Govt School | Various
Education | P810200 | Horowhenua College | 63-73-Weraroa road Levin | Nu Way | AG 40/10/3 | Watertube | [19 empty] | Levin |  |  |  | 2x Baxi Slim (not sure of their rating) |  | 1
Education |  | Horsham Downs School | NO BOILER | [15 empty] | NB | [6 empty] | Hamilton | Waikato |  |  | no boiler | Govt School | No boiler
Education |  | HUIA RANGE School | NO BOILER |  |  |  | 2008 | [11 empty] | Electricity / gas | [10 empty] | no boiler - gas,heat pumps and other electric
Education |  | Hurleyville School | 941 Ball Road RD2, Patea |  |  |  | 2008 | [11 empty] | Electricity | [6 empty] | Patea | Taranaki |  |  |  | Govt School | 1
Education |  | Hurleyville School | NO BOILER | [15 empty] | NB | [6 empty] | Patea |  |  |  | no boiler |  | 0
Education |  | HUTT VALLEY HIGH School | HUTT VALLEY LOWER HUTT | AQUATHERM YGNIS |  | Firetube | 1989 | 0.7 | [9 empty] | 80 | Gas
Education |  | HUTT VALLEY HIGH School | HUTT VALLEY LOWER HUTT |  |  | Firetube | 1989 | 0.7 | [9 empty] | 80 | Gas
Education |  | ILAM School | ILAM Christchurch | AQUATHERM YGNIS |  | Waterwall | 2001 | 0.15 | Hot Water |  | 5 |  |  |  | 0.1044 |  |  | 80 | Oil/Diesel
Education |  | Ilminster Intermediate | De Lautour Rd, Gisbourne | [15 empty] | Electricity | [6 empty] | Gisborne | Hawkes Bay |  |  |  | Govt School | various
Education |  | INGLEWOOD HIGH School | INGLEWOOD | WEISHAMPT |  | Watertube | 1981 |  | Hot Water |  | 3.5 | [6 empty] | 70 | Gas
Education |  | Invercargill Middle School | 31 Jed Street, Invercargill | [15 empty] | Lignite | [6 empty] | Invercargill | Southland |  |  |  | Govt School | 1
Education |  | Invercargill Middle School | 31 Jed Street, Invercargill | [15 empty] | Electricity | [6 empty] | Invercargill | Southland |  |  |  | Govt School | 1
Education | P810200 | IONA COLLEGE | IONA COLLEGE | YGNIS |  | Waterwall | 2008 | 0.4 |  |  | 1.7 |  |  |  | 1.344 |  |  | 70 | Gas |  |  |  |  | 0.83 | 307.7922
Education |  | Jade Star Dunedin (early Childhood centre) | 214/216 South Rd Caversham, Dunedin |  |  |  | Before 2004 | [11 empty] | Electricity | [6 empty] | Dunedin | Otago |  |  |  | ECE | 1
Education |  | Jade Star Dunedin (early Childhood centre) | 214/216 South Rd Caversham, Dunedin |  |  |  | 2008 | [11 empty] | Electricity | [6 empty] | Dunedin | Otago |  |  |  | ECE | 1
Education |  | Jade Star Dunedin (early Childhood centre) | 214/216 South Rd Caversham, Dunedin |  |  |  | 2008 | [11 empty] | Electricity | [6 empty] | Dunedin | Otago |  |  |  | ECE | 1
Education |  | Jean Batten School | 6 Imrie Avenue, Mangere |  |  | Watertube | 2005-05-20 | [11 empty] | Natural gas | [6 empty] | Auckland | Auckland |  |  |  | Private School | 1
Education |  | Johnsonville School | Morgan Street, Johnsonville | [15 empty] | Natural gas | [6 empty] | Wellington | Wellington |  |  |  | Govt School | 1
Education |  | Johnsonville School | Morgan Street, Johnsonville | [15 empty] | Electricity | [6 empty] | Wellington | Wellington |  |  |  | Govt School | 1
Education |  | Just Kidz Educare | NO BOILER | [15 empty] | NB | [6 empty] | Auckland | Auckland |  |  | no boiler | ECE | No boiler
Education | P802100 | Kaeo Primary School | NO BOILER | [15 empty] | NB | [6 empty] | Kaeo | Northland |  |  | no boiler | ECE | No boiler
Education |  | Kaharoa School | NO BOILER | [15 empty] | NB | [6 empty] | Rotorua |  |  |  | no boiler |  | 0
Education |  | KAIAPOI BOROUGH School | KAIAPOI | TAYLOR |  | Watertube | 1991 | 0.3 | Hot Water |  | 1.5 |  |  |  | 0.216 |  |  | 70 | Coal |  |  |  |  | 0.75 | 94.5562
Education |  | KAIAPOI HIGH School | KAIKOURA | TAYMAC HAMILTON HEAT PONY |  | Waterwall | 1980 | 0.48 | Hot Water |  | 0.5 |  |  |  | 0.6912 |  |  | 60 | COAL HEAPY PEAS |  |  |  |  | 0.9 | 252.1498
Education |  | KAIAPOI HIGH School | KAIAPOI | TAYLOR |  | Watertube | 2000 |  | Hot Water | [8 empty] | 80 | COAL HEAPY PEAS |  |  |  |  | 0.8
Education |  | KAIHU VALLEY School | KAIHU VALLEY Dargaville | RADCO |  | Waterwall | 1975 |  | Hot Water | [8 empty] | 70 | Coal |  |  |  |  | 0.9
Education |  | KAIKOHE WEST School | KAIKOHE |  |  | No Boiler - Heatpumps
Education | P802100 | Kaikorai Primary School | Tyne Street Dunedin |  |  |  |  | 0.25 | [10 empty] | Coal | 22? | tonnes |  |  |  |  | Dunedin | Otago
Education | P802100 | KAIKORAI PRIMARY School | Roslyn, Dunedin | HAMILTON HEATPAK |  | Waterwall | 2003 |  | Hot Water |  | 2.5 | [6 empty] | 82 | coal OHAI PEAS
Education | P810200 | Kaikorai Valley College | Kaikorai Valley Road Dunedin | Heatpak |  |  | 1996 | 1.02 | [10 empty] | Coal | 38? | tonnes |  |  |  |  | Dunedin | Otago | 170.4593 | -45.8948
Education | P802100 | KAITAIA PRIMARY School | NO BOILER | [15 empty] | electricity | [10 empty] | No Boiler - Heatpumps
Education |  | KAITANGATA School | KAITANGATA | CRANE WHITEHALL No.26 SECTIONAL BOILER |  | Waterwall | 1968 |  | Hot Water | [8 empty] | 70 | Coal
Education |  | Kaitao Middle School | NO BOILER | [15 empty] | NB | [6 empty] | Rotorua |  |  |  | no boiler |  | 0
Education |  | Kaiwaka School | 336 Mangawhai Rd., Kaiwaka | [15 empty] | Coal Huntly peas | [6 empty] | Kaiwaka | Northland |  |  |  | Govt School | 1
Education |  | Kakatahi | 4315 Parapara Road, RD 3, Whanganui | [15 empty] | Reject wood, veneer, LVL, MDF, bark | [6 empty] | Whanganui | Manawatu-Whanganui |  |  |  | Govt School | 1
Education | P802100 | KAMO PRIMARY School | Whangarei | HEATSERVE |  | Watertube | 1977 | 0.132 | Hot Water |  | 2.4 |  |  |  | 0.0726 |  |  | 50 | Coal
Education | P802100 | KAPITI PRIMARY School | Paraparaumu | PENSOM CERVIVIA 1&2 |  |  | 1995 | [11 empty] | Gas
Education |  | Karapiro School | NO BOILER | [15 empty] | NB | [6 empty] | Cambridge |  |  |  | no boiler |  | 0
Education |  | Karori Normal School | 129 Makara Rd., Karori |  |  | Watertube | [12 empty] | Natural gas | [6 empty] | Wellington | Wellington |  |  |  | Govt School | 1
Education |  | Karori Normal School | 129 Makara Rd., Karori |  |  |  | 2008 | [11 empty] | Electricity | [6 empty] | Wellington | Wellington |  |  |  | Govt School | 1
Education |  | Kawerau North School | Galway St. Kawerau |  |  |  | 2001 | [11 empty] | Natural gas | [6 empty] | Kawerau | Bay of Plenty |  |  |  | Govt School | 1
Education |  | Kawerau North School | Galway St. Kawerau |  |  |  | 2003 | [11 empty] | Solar Heating | [6 empty] | Kawerau | Bay of Plenty |  |  |  | Govt School | 1
Education |  | KAWERAU SOUTH School | KAUERAU | HAMILTON |  | Watertube | 1963 | 0.16 | Hot Water | [5 empty] | 0.06 |  |  | 80 | Coal
Education |  | Kea Street Specialist School | NO BOILER | [15 empty] | NB | [6 empty] | Rotorua | Bay of Plenty |  |  | no boiler | Govt School | No boiler
Education |  | Kedgley Intermediate | Manukau City |  |  |  |  | 0.12 |  |  |  |  | 2.5 | 60 |  | y |  |  | Coal | [6 empty] | Manukau City | Auckland
Education |  | Kedgley Intermediate | 181-185 Portage Rd, Auckland |  |  |  | 1958 | [11 empty] | Sub-bituminous | [6 empty] | Auckland | Auckland |  |  |  | Govt School | 1
Education |  | Kedgley Intermediate | NO BOILER |  |  |  | 2001 |  | heat pumps | [9 empty] | electricity | [6 empty] | Auckland | Auckland |  |  | no boiler | Govt School | 1
Education | P802100 | KEITH STREET PRIMARY School | Whanganui | ROBIN HOOD |  | Watertube | 1955 |  | Hot Water | [8 empty] | 65 | Coal
Education |  | Kelburn Normal School | 16 Kowhai Rd, Wellington |  |  | Waterwall | [12 empty] | Natural gas | [6 empty] | Wellington | Wellington |  |  |  | Govt School | 1
Education |  | Kelburn Normal School | 16 Kowhai Rd, Wellington | [15 empty] | Electricity | [6 empty] | Wellington | Wellington |  |  |  | Govt School | 1
Education |  | Kelson School | 52 Taiei Crescent, Lower Hutt | [22 empty] | Lower Hutt | [5 empty] | 1
Education |  | KELSTON DEAF EDUCATION CENTRE | Kelston, Waitakere, Auckland | ALLEN YGNIS |  | Firetube | 1983 | 0.3 | Hot Water |  | 0.6 |  |  |  | 0.294 |  |  | 70 | Gas |  |  |  |  | 0.8 | 69.8544
Education |  | Kelston Intermediate School | Vanguard Road, Kelston, Auckland |  |  | Watertube | [12 empty] | Diesel | [6 empty] | Kelston | Auckland |  |  |  | Private School | 1
Education |  | Kelston Intermediate School | Vanguard Road, Kelston, Auckland | [15 empty] | Electricity | [6 empty] | Kelston | Auckland |  |  |  | Private School | 1
Education | P802100 | KELSTON PRIMARY School | Kelston, Waitakere, Auckland | (TAYLOR 78) - taymac Heatpak HP2405 |  |  | 1989 | 0.12 |  |  | 4.4 |  |  |  | 0.036 |  |  |  | Gas
Education |  | KELVIN ROAD School | Papakura, Auckland | Gyro Heating Ltd |  |  | 1968 |  | Hot Water | [8 empty] | 80 | coal OHAI PEAS
Education |  | Kendal | NO BOILER |  |  |  | 2007 | 0.65 | [10 empty] | Electricity | [6 empty] | Christchurch | Canterbury |  |  | Heatpumps 65kW | Govt School | 1
Education |  | Kendal | 53 Kendal Ave. Christchurch |  |  | Waterwall | 2008-05-01 | 0.16 | [10 empty] | Wood waste (Wood pellets) | [6 empty] | Christchurch | Canterbury |  |  |  | Govt School | 1
Education |  | Kenmure Intermediate School | Kaikorai Valley Road Dunedin |  |  |  |  | 0.085 | [10 empty] | Coal | 40? | tonnes |  |  |  |  | Dunedin | Otago
Education |  | Kids Connection Daycare Ltd | 33 Andrew Baxter Drive, Airport Oaks, Mangere South |  |  |  | 2007-04-01 | [11 empty] | Electricity | [6 empty] | Auckland | Auckland |  |  |  | ECE | 1
Education |  | Kids.Com.Educare Limited | 16 Lisa Cres Western Heights | [15 empty] | Wood waste | [6 empty] | Rotorua | Bay of Plenty |  |  |  | ECE | 1
Education |  | Kids.Com.Educare Limited | 16 Lisa Cres Western Heights | [15 empty] | Electricity | [6 empty] | Rotorua | Bay of Plenty |  |  |  | ECE | 1
Education |  | Kids.Com.Educare Limited | 16 Lisa Cres Western Heights | [15 empty] | Electricity | [6 empty] | Rotorua | Bay of Plenty |  |  |  | ECE | 1
Education |  | Kidz Unlimited | NO BOILER | [15 empty] | NB | [6 empty] | Mt Albert | Auckland |  |  | no boiler | ECE | No boiler
Education |  | KIHIKIHI School | KIHIKIHI | HEATSERVE |  | Watertube | 1980 | 0.174 | Hot Water |  | 2.4 |  |  |  | 0.09396 |  |  | 92 | coal OHAI PEAS |  |  |  |  | 0.8 | 38.5612
Education |  | KIMIHIA School | Huntly | H&P |  | Waterwall | 1965 |  | Hot Water | [8 empty] | 700 | COAL HEAPY PEAS |  |  |  |  | 0.5
Education |  | Kings High School | Bay View Road Dunedin |  |  |  |  | 1.552 | [10 empty] | Coal | 68? For 2 boilers | tonnes |  |  |  |  | Dunedin | Otago | 170.4913 | -45.9046
Education |  | Kings High School | Bay View Road Dunedin |  |  |  |  | 0.827 | [10 empty] | Coal | [6 empty] | Dunedin | Otago | 170.4913 | -45.9046
Education |  | Kings High School | 270 Bayview Road, Dunedin |  |  | Watertube | [19 empty] | Dunedin | [5 empty] | 1
Education | P802100 | KINGSFORD PRIMARY School | Mangere, Auckland |  |  | Watertube | 1965 |  | Hot Water |  | 4.4 | [7 empty] | Coal
Education |  | Kio Kio School | NO BOILER | [15 empty] | NB | [6 empty] | Otorohanga |  |  |  | no boiler |  | 0
Education |  | Kirikau School | Kirikau Valley Road, Kirikau. Taumaranui | [15 empty] | Kent log fire (log wood) | [6 empty] | Taumaranui | Waikato |  |  |  | Maori School | 1
Education |  | Kirikau School | Kirikau Valley Road, Kirikau. Taumaranui | [15 empty] | Electricity | [6 empty] | Taumaranui | Waikato |  |  |  | Maori School | 1
Education |  | Kiwi Clubhouse Learning Centre | 25-29 Manawapou Road Hawera |  |  |  | 2009 | 0.36 | [10 empty] | Natural gas | [6 empty] | Hawera | Taranaki | 174.2749 | -39.5943 |  | ECE | 1
Education |  | Kiwi Clubhouse Learning Centre | 25-29 Manawapou Road Hawera |  |  |  | 2009 | 0.36 | [10 empty] | Electricity | [6 empty] | Hawera | Taranaki | 174.2749 | -39.5943 |  | ECE | 1
Education |  | Knighton Normal School | Knighton Rd, , Hillcrest, Hamilton | [15 empty] | Natural gas | [6 empty] | Hamilton | Waikato |  |  |  | Maori School | 1
Education |  | Knighton Normal School | Knighton Rd, , Hillcrest, Hamilton | [15 empty] | Electricity | [6 empty] | Hamilton | Waikato |  |  |  | Maori School | 1
Education | P810200 | Knox College (Presbyterian Foundation Trust) | Arden Street Dunedin |  |  |  |  | 0.827 | HW | [9 empty] | Coal | 360? | tonnes | [6 empty] | 170.5256 | -45.8557 | 2007 CRL study
Education |  | Kohia Terrace School | 3 Kohia Terrace, Auckland | [15 empty] | Natural gas | [6 empty] | Auckland | Auckland |  |  |  | ECE | Various
Education | P802100 | Konini Primary School (Wainuiomata) | 28 Konini Street, Wainuiomata | [15 empty] | Natural gas | [6 empty] | Wainuiomata | Wellington |  |  |  | Govt School | 1
Education | P802100 | Konini Primary School (Wainuiomata) | 28 Konini Street, Wainuiomata | [15 empty] | Natural gas | [6 empty] | Wainuiomata | Wellington |  |  |  | Govt School | 1
Education |  | Koputaroa School | 399 Koputaroa Road, Levin | [22 empty] | Levin | Horowhenua |  |  |  | Maori School | Various
Education |  | Koputaroa School | 399 Koputaroa Road, Levin | [22 empty] | Levin | Horowhenua |  |  |  | Maori School | Various
Education |  | Koraunui School | 17 Kairimu St, Stokes Valley, Lower Hutt |  |  |  | 2006 | [11 empty] | Natural gas | [6 empty] | Lower Hutt | Wellington |  |  |  | Maori School | 1
Education |  | Koraunui School | 17 Kairimu St, Stokes Valley, Lower Hutt |  |  |  | 2006-2010 | [11 empty] | Electricity | [6 empty] | Lower Hutt | Wellington |  |  | 8heat pumps | Maori School | 1
Education |  | Koraunui School | 17 Kairimu St, Stokes Valley, Lower Hutt |  |  |  | 1992 | [11 empty] | Electricity | [6 empty] | Lower Hutt | Wellington |  |  | 6radiators single bar in hall | Maori School | 1
Education |  | Korokoro School | NO BOILER | [15 empty] | NB | [6 empty] | Petone |  |  |  | We went off our boiler system a few years ago |  | 0
Education |  | KOWHAI INTERMEDIATE School | KOWHAI INTERMEDIATE School | TAYLOR |  | Watertube | 1988 |  | Hot Water |  | 4.4 | [6 empty] | 65 | Coal |  |  |  |  | 0.65
Education | P810200 | KURANUI COLLEGE | Greytown | TAYMAC |  |  | 1993 |  | Hot Water | [8 empty] | 75 | Coal
Education | P810200 | Kuranui College | East St, Greytown. | [22 empty] | Greytown | [5 empty] | 1
Education |  | Ladbrooks School | NO BOILER | [15 empty] | NB | [6 empty] | Christchurch |  |  |  | no boiler |  | 0
Education |  | Leeston School | NO BOILER | [15 empty] | NB | [6 empty] | Leeston |  |  |  | Our boiler was decomissioned in 2009 due to a major building up-grade. We now heat our School with electricity - largely through heat pumps. |  | 0
Education |  | LEVIN NORTH School | LEVIN | AQUATHERM |  | Firetube | 1990 | 0.155 | Hot Water |  | 5 |  |  |  | 0.0775 |  |  | 85 | Gas
Education |  | LICHFIELD School | NO BOILER |  |  |  | 2008 | [11 empty] | electricity | [10 empty] | No Boiler - Heatpumps
Education | P802100 | LIMEHILLS PRIMARY School | LIMEHILLS | DOHERTY |  | Watertube | 1978 | 0.8 | Hot Water | [5 empty] | 0.288 |  |  | 60 | coal OHAI PEAS
Education |  | Limehills School | 8 Derby Road | Docherty |  | Watertube | 1981 | [16 empty] | didnt get one |  | Limehills |  |  |  | Boiler currently under repair to deal with new high grade West Coast coal. |  | 1
Education |  | Lincoln Childcare & PreSchool | Ellesmere Junction Road, Lincoln, Christchurch |  |  |  | 2007 | 0.7 | [17 empty] | Christchurch | Canterbury | 172.4517 | -43.6442 |  | ECE | 1
Education |  | Lincoln Childcare & PreSchool | Ellesmere Junction Road, Lincoln, Christchurch |  |  |  | 1986 | [18 empty] | Christchurch | Canterbury |  |  |  | ECE | 1
Education |  | LINCOLN HEIGHTS School | Massey, Auckland | TAYLOR |  | Watertube | 1967 |  | Hot Water |  | 0.002 | [6 empty] | 50 | Coal
Education |  | LINDEN School | LINDEN PORIRUA | GBS Series 2 |  |  | 1996 | 0.1 | Hot Water |  | 5 |  |  |  | 0.072 |  |  | 90 | Gas
Education |  | Linton Country School | NO BOILER | [15 empty] | NB | [6 empty] | Palmerston North | Manawatu-Whanganui |  |  | no boiler | Govt School | No boiler
Education |  | Linwood Intermediate School | 7 Mclean Street Christchurch | Ygnis | AY400 | Watertube | 2008 | 0.4 | [15 empty] | 95 6 |  | Christchurch |  | 172.6733 | -43.5291 |  |  | 1
Education |  | LINWOOD INTERMEDIATE School | LINWOOD Christchurch | BRITANNIA LPHW |  | Waterwall | 1956 | [11 empty] | COAL - REEFTON BLEND
Education |  | Linwood North | 221 Woodham Road. Christchurch | [15 empty] | Electricity | [6 empty] | Christchurch | Canterbury |  |  |  | Govt School | 1
Education |  | Linwood North | 221 Woodham Road. Christchurch | [15 empty] | Gas/Diesel | [6 empty] | Christchurch | Canterbury |  |  |  | Govt School | 1
Education |  | Logan Park High School | Butts Rd Dunedin | [15 empty] | Coal | 6? | tonnes |  |  |  |  | Dunedin | Otago
Education | P810200 | Long Bay College | 20 Ashley Avenue, Torbay |  |  | Waterwall | 2005 | 1.139 | [10 empty] | Natural gas | [6 empty] | Torbay | Auckland | 174.739 | -36.691 |  | Govt School | 1
Education | P810200 | Long Bay College | 20 Ashley Avenue, Torbay |  |  | Waterwall | 1997 | 0.737 | [10 empty] | Natural gas | [6 empty] | Torbay | Auckland | 174.739 | -36.691 |  | Govt School | 1
Education | P810200 | Long Bay College | 20 Ashley Avenue, Torbay |  |  |  | 2005 | [11 empty] | Natural gas | [6 empty] | Torbay | Auckland |  |  | 24 xRinnai RHFE - 1004FTR heaters | Govt School | 1
Education | P802100 | LONG BAY PRIMARY School | LONG BAY | BEACON HEATER 185 |  | Waterwall | 1980 |  | Hot Water |  | 2 | [6 empty] | 60 | coal OHAI PEAS
Education | P810200 | LONGBURN ADVENTIST COLLEGE | NO BOILER |  |  |  | 2008 | [11 empty] | Electricity / gas | [10 empty] | No Boiler - electrical and gas heating
Education |  | LUCKNOW School | NO BOILER |  |  |  | 2008 | [11 empty] | Electricity | [10 empty] | No Boiler - Heatpumps
Education |  | Lyall Bay School | NO BOILER | [15 empty] | NB | [6 empty] | Wellington |  |  |  | Our School has no boilers. It is heated by a combination of gas wall heaters and electric heaters |  | 0
Education |  | Lynfield College | 191 White Swan Rd, Mount Roskill, Auckland |  |  |  | 1997 | 0.791 | [10 empty] | Natural gas | [6 empty] | Auckland | Auckland | 174.7152 | -36.9207 |  | Govt School | 1
Education |  | Lynfield College | 191 White Swan Rd, Mount Roskill, Auckland |  |  |  |  | 0.58 | [10 empty] | Natural gas | [6 empty] | Auckland | Auckland | 174.7152 | -36.9207 |  | Govt School | 1
Education |  | Lynfield College | 191 White Swan Rd, Mount Roskill, Auckland |  |  |  | 2005 | 0.314 | [10 empty] | Natural gas | [6 empty] | Auckland | Auckland | 174.7152 | -36.9207 |  | Govt School | 1
Education | P802100 | Lynmore Primary School | Iles Road, Lynmore, Lynton Downs |  |  | 2008 | Over 3 years | [11 empty] | Electricity | [6 empty] | Rotorua | Bay of Plenty |  |  |  | Govt School | Various
Education |  | Lyttelton Main School | 34 Oxford Street, Lyttelton |  |  |  | 2003 | 0.225 | [10 empty] | Diesel | [6 empty] | Lyttelton | Canterbury | 172.7224 | -43.6036 | Feb 2003 replaced / upgraded boiler | Govt School | 1
Education |  | Lyttelton Main School | 34 Oxford Street, Lyttelton |  |  |  | >1999 | 0.12 | [10 empty] | Diesel | [6 empty] | Lyttelton | Canterbury | 172.7224 | -43.6036 | 6 x .02 | Govt School | 1
Education |  | Lyttelton Main School | 34 Oxford Street, Lyttelton | [15 empty] | Electricity | [6 empty] | Lyttelton | Canterbury |  |  |  | Govt School | 1
Education |  | LYTTLETON WEST School | No Boiler |  |  |  | 2008 | [11 empty] | Electricity | [10 empty] | No Boiler - Heatpumps
Education |  | Lytton High School | Nelson Road, Gisborne |  |  |  | 2000 | 0.75 | hot water heating | [9 empty] | Natural gas | [6 empty] | Gisborne | Hawkes Bay | 177.9872 | -38.6448 |  | Maori School | 1
Education |  | Lytton Street School | Lytton Street, Fielding |  |  |  | 1995 | [11 empty] | Natural gas | [6 empty] | Feilding | Manawatu-Whanganui |  |  |  | Govt School | 1
Education |  | Lytton Street School | Lytton Street, Fielding |  |  |  | 2000 | [11 empty] | Electricity | [6 empty] | Feilding | Manawatu-Whanganui |  |  |  | Govt School | 1
Education |  | MACANDREW BAY School | MACANDREW BAY Dunedin | IDEAL K5 Model 2 |  |  | 1968 | 0.13 | Hot Water |  | 0.4 |  |  |  | 0.1794 |  |  | 75 | Coal
Education |  | Macandrew Bay School | 488 Portobello Road, Macandrew Bay, Dundedin |  |  | Watertube | 1971 | [11 empty] | Kai Point Coal | [6 empty] | Dunedin | Otago |  |  |  | Govt School | 1
Education |  | Macandrew Intermediate | [16 empty] | Coal
Education | P810200 | MACLEANS COLLEGE | Bucklands Beach, Auckland | TAYLOR |  | Watertube | 1980 | 0.582 | Hot Water |  | 4.5 |  |  |  | 0.2328 |  |  | 80 | Coal
Education | P802100 | Macleans Primary School | 10 Wycherley Drive, Bucklands Beach |  |  |  | 2009 | 0.136 | [10 empty] | Natural gas | [6 empty] | Manukau | Auckland | 174.9123 | -36.883 | Natural Atmospheric Cast Iron Sectional gas boiler | Govt School | 1
Education | P802100 | MACLEANS PRIMARY School | Bucklands Beach, Auckland | MCDONALD |  | Watertube | 1974 |  | Hot Water |  | 1.1 | [6 empty] | 70 | Coal
Education |  | Mahinawa Specialist School and Resource Centre | 1 B Takapuwahia Drive, Porirua |  |  |  | 16/5/2011 | 0.9 | [10 empty] | Natural gas | [6 empty] | Porirua | Wellington | 174.8297 | -41.127 |  | Maori School | 1
Education | P802100 | MAIREHAU PRIMARY School | NO BOILER |  |  |  | 2008 | [11 empty] | Electricity | [10 empty] | No Boiler - Heatpumps
Education |  | Makaraka School | 137 Main Rd Sth, Makaraka, Gisborne |  |  |  | 2008 | 0.015 | [10 empty] | Electricity | [6 empty] | Gisborne | Hawkes Bay |  |  |  | Govt School | 1
Education |  | Makaraka School | 137 Main Rd Sth, Makaraka, Gisborne |  |  |  | 2010 | 0.015 | [10 empty] | Electricity | [6 empty] | Gisborne | Hawkes Bay |  |  |  | Govt School | 1
Education |  | MAKARAKA School | NO BOILER |  |  |  | 2008 | [11 empty] | Electricity | [10 empty] | No Boiler - electrical heating
Education |  | Makarewa School | 56 Flora Road East Invercargill | Radco | 2405 | Watertube | > 1989 | [18 empty] | Invercargill |  |  |  | I have tried to answer the questions but i have limited knowledge |  | 1
Education | P802100 | Makarora Primary School | NO BOILER | [15 empty] | NB | [6 empty] | Wanaka | Otago |  |  | No boiler | Govt School
Education |  | Makauri | 120 King Rd RD1, Gisborne |  |  |  | 1905-07-03 | [11 empty] | Electricity | [6 empty] | Gisborne | Hawkes Bay |  |  |  | Maori School | Various
Education | P802100 | Maketu Primary School | School Road RD9, Maketu | [15 empty] | Electricity | [6 empty] | Maketu | Bay of Plenty |  |  |  | Govt School | Various
Education |  | Makoura Community Early Childhood Centre Inc | 29 Makora Rd, Masterton |  |  |  | 2005-08-01 | [11 empty] | Electricity | [6 empty] | Masterton | Masterton DC |  |  | 230 v | ECE | 1
Education |  | Malfroy School | 196 Malfroy Road, Rotorua | ROBIN HOOD |  | Waterwall | 1957 | 1 | Hot Water |  | 1.5 |  |  |  | 0.605 |  |  | 71 | Huntly pea coal |  |  |  |  | 0.48 | 413.82 | Rotorua | Bay of Plenty | 176.2347 | -38.1455
Education |  | Manaia View School | 64 Murdoch Crescent, Whangarei | CUDDON Hot Water Boiler | B6 Serial # B60750 | Firetube | 1975 | 25 | [15 empty] | ? |  | Whangarei | Manawatu-Whanganui | 174.3026 | -35.7454 |  |  | 1
Education |  | MANCHESTER STREET School | FEILDINGL | AQUATHERM |  |  | 1996 |  | Hot Water | [9 empty] | Gas
Education |  | MANGAKINO AREA School | MANGAKINO | TAYMAC |  | Watertube | 2000 | 0.533 | Hot Water |  | 4.5 |  |  |  | 0.4264 |  |  | 95 | coal OHAI PEAS
Education |  | Mangamaire Country School | NO BOILER | [15 empty] | NB | [6 empty] | Pahiatua | Tararua DC |  |  | No boiler | Maori School
Education |  | MANGAMAIRE School | NO BOILER |  |  |  | 2007 | [11 empty] | Electricity | [10 empty] | No Boiler - Heatpumps
Education |  | Mangamuka School | 38 School Road, Mangamuka | [15 empty] | Electricity | [6 empty] | Mangamuka | Northland |  |  |  | Maori School | 1
Education |  | Mangamuka School | 38 School Road, Mangamuka | [15 empty] | Wood waste - Ti tree | [6 empty] | Mangamuka | Northland |  |  |  | Maori School | 1
Education |  | MANGAPAPA School | NO BOILER |  |  |  | 2008 | [11 empty] | Electricity | [10 empty] | No Boiler - Heatpumps
Education |  | MANGATERETERE School | NO BOILER |  |  |  | 2008 | [11 empty] | Electricity | [10 empty] | No Boiler - Heatpumps
Education |  | Mangateretere School | NO BOILER | [15 empty] | NB | [10 empty] | No boiler |  | 0
Education |  | Mangere Bridge School | Coronation Road, Mangere Bridge |  |  | Water | 2007 | 0.102 | [10 empty] | LPG | [6 empty] | Auckland | Auckland | 174.7879 | -36.9449 |  | Govt School | 1
Education |  | MANGERE BRIDGE School | MANGERE Auckland |  |  |  | 2008
Education |  | Mangere Bridge School | Coronation Road, Mangere Bridge | [15 empty] | Electricity | [6 empty] | Auckland | Auckland |  |  |  | Govt School | 1
Education |  | MANGERE Central School | MANGERE Auckland | BEACON |  |  | 2008 |  | Hot Water | [8 empty] | 80 | coal OHAI PEAS
Education |  | Manuka School | NO BOILER | [15 empty] | NB | [6 empty] | Glenfield |  |  |  | No boiler |  | 0
Education |  | MANUKORIHI INTERMEDIATE School | Waitara, Taranaki | BEACON |  | Watertube |  | 0.2 | Hot Water | 0.3 | 1 |  |  |  | 0.26 |  |  | 70 | coal OHAI PEAS |  |  |  |  | 0.84 | 101.6229
Education |  | Manurewa High School | 67 Browns Road, Manurewa |  |  |  | 1960 | [11 empty] | Natural gas | [6 empty] | Auckland | Auckland |  |  |  | Govt School | 1
Education |  | Manurewa High School | 67 Browns Road, Manurewa |  |  |  | 1960 | [11 empty] | Electricity | [6 empty] | Auckland | Auckland |  |  |  | Govt School | 1
Education |  | Maori Hill School | Passmore Crescent Dunedin |  |  | Coal Boiler |  | 0.445 | [10 empty] | Coal | 38? | tonnes |  |  |  |  | Dundin | Otago
Education |  | MAORIBANK School | Upper Hutt | PENSOTTI CERVINA 60 |  |  | 2008 | [11 empty] | Gas
Education |  | Maoribank School | 32 Hillside Drive, Upper Hutt | [22 empty] | Upper Hutt | [5 empty] | 1
Education |  | Maraetai Beach | 154 Maraetai Drive, Maraetai, Manukau | [15 empty] | Electricity | [6 empty] | Manukau | Auckland |  |  |  | Govt School | 1
Education |  | Marco School | RD 26, Stratford |  |  |  | 1991 | [11 empty] | Wood waste | [6 empty] | Stratford | Taranaki |  |  |  | Govt School | 1
Education |  | Marco School | RD 26, Stratford | [15 empty] | Electricity | [6 empty] | Stratford | Taranaki |  |  |  | Govt School | 1
Education |  | Marist School (Mt Albert) | NO BOILER | [15 empty] | NB | [6 empty] | Auckland | Auckland |  |  | No boiler | Govt School | No boiler
Education | P810200 | MARLBOROUGH GIRLS COLLEGE | MARLBOROUGH | TAYLOR |  |  | 1979 | 0.586 | Hot Water |  | 3.45 |  |  |  | 0.44302 |  |  | 40 | Coal |  |  |  |  | 0.7 | 207.7872
Education |  | MARSHALL LAING School | Mt Roskill, Auckland | BRITANNIA No.37 |  | Watertube | 1968 |  | Hot Water | [9 empty] | Coal
Education | P802100 | MARSHLAND PRIMARY School | Christchurch | AQUATHERM YGNIS |  | Watertube | 2000 | 0.15 | Hot Water |  | 5 |  |  |  | 0.04725 |  |  | 72 | Oil/Diesel |  |  |  |  | 0.92 | 12.8499
Education |  | Matakohe School | 117 Matakohe East Rd R D 1, Matakohe, Northland |  |  |  | 1958 | [11 empty] | Wood waste | [6 empty] | Matakohe | Northland |  |  |  | Maori School | 1
Education |  | Matakohe School | 117 Matakohe East Rd R D 1, Matakohe, Northland |  |  |  | 198? | [11 empty] | Wood waste | [6 empty] | Matakohe | Northland |  |  |  | Maori School | 1
Education |  | Matakohe School | 117 Matakohe East Rd R D 1, Matakohe, Northland |  |  |  | 2009 | [11 empty] | Electricity | [6 empty] | Matakohe | Northland |  |  |  | Maori School | 1
Education |  | Matakohe School | 117 Matakohe East Rd R D 1, Matakohe, Northland |  |  |  | 2011 | [11 empty] | Electricity | [6 empty] | Matakohe | Northland |  |  |  | Maori School | 1
Education |  | MATAMATA INTERMEDIATE School | MATAMATA | BOLAR |  | Watertube | 1955 | 0.5 | Hot Water |  | 5 |  |  |  | 0.15 |  |  | 77 | coal OHAI PEAS |  |  |  |  | 0.65 | 75.7662
Education |  | Matamata Intermediate School | [29 empty] | 1
Education |  | Matawai School | 29 Raumati Street, Matawai, Gisborne | [15 empty] | Electricity | [6 empty] | Matawai, Gisborne | Hawkes Bay |  |  |  | Govt School | Various
Education |  | Matua Mo E Tama Aoga Vagahau Niue | Wickman Way, Nagere East, Auckland |  |  |  | 2010-10-11 | [11 empty] | Electricity | [6 empty] | Auckland | Auckland |  |  |  | ECE | 1
Education |  | MAUNGARAKI School | MAUNGARAKI LOWER HUTT | PENSOTTI CERVINA 60 |  | Waterwall | 1988 | 0.0872 | Hot Water |  | 4 |  |  |  | 0.04578 |  |  | 90 | Gas |  |  |  |  | 0.8 | 10.8773
Education | P802100 | MAUNGATAPERE PRIMARY School | MAUNGATAPERE Whangarei | COATES (ELECTRIC) |  |  | 1978 | 0.072 | Hot Water | [5 empty] | 0.0108 |  |  | 60 | Electricity
Education |  | May Road School | 504 Richardson Road, Mt Roskill, Auckland |  | Ferroli Natural |  | 2011-01-01 | 0.153 | [10 empty] | Natural gas | [6 empty] | Mt Roskill | Auckland |  |  |  | Govt School | 1
Education |  | MAYFIELD School | Blenheim |  |  |  | 1998 |  | Hot Water | [9 empty] | Coal
Education |  | Mayfield School | 79 Hutcheson Street, Mafield, Blenheim | [15 empty] | Coal Reefton blend | [6 empty] | Blenheim | Marlborough |  |  |  | Govt School | 1
Education |  | Mayfield School | 79 Hutcheson Street, Mafield, Blenheim | [15 empty] | Electricity | [6 empty] | Blenheim | Marlborough |  |  |  | Govt School | 1
Education |  | Mayfield School | NO BOILER | [15 empty] | NB | [6 empty] | Ashburton | [5 empty] | 0
Education |  | Meeanee School | NO BOILER | [15 empty] | NB | [6 empty] | Napier | [5 empty] | 0
Education |  | MELVILLE INTERMEDIATE School | Hamilton | AQUATHERM YGNIS |  |  | 2004 | 0.3 | Hot Water |  | 5 |  |  |  | 0.108
Education |  | Melville Park School | Watt St Mosgiel Dunedin |  |  |  |  | 0.044 | [10 empty] | Coal | 18? | tonnes |  |  |  |  | Dunedin | Otago
Education | P810200 | Menzies College | 4 Alma Street, Wyndham, Southland | [22 empty] | Wyndham | Southland |  |  |  | Maori School | 1
Education |  | Mercer School | 15 Glass Road, Mercer | [22 empty] | Mercer |  |  |  | 3 wood burners |  | Other
Education |  | MERCURY BAY AREA School | Whitianga |  |  | Watertube |  | 0.8 | Hot Water |  | 0.5 |  |  |  | 0.192 |  |  | 70 | coal OHAI PEAS
Education | P802100 | Meremere Primary School | 23 Meremere Lane, Meremer, Auckland' | [15 empty] | Coal Huntly peas | [6 empty] | Meremere | Auckland |  |  |  | Maori School | 1
Education | P802100 | Meremere Primary School | 23 Meremere Lane, Meremer, Auckland' | [15 empty] | Electricity | [6 empty] | Meremere | Auckland |  |  |  | Maori School | 1
Education |  | METHVEN School | NO BOILER |  |  |  | 2008 | [11 empty] | Electricity | [10 empty] | No Boiler - Heatpumps
Education |  | MILFORD School | MILFORD School | AQUATHERM YGNIS |  |  | 2008 | 0.125 | Hot Water |  | 5 | [7 empty] | Gas
Education |  | Milford School (Auckland) | 34 Shakespeare Road, Milford | [15 empty] | Natural gas | [6 empty] | Auckland | Auckland |  |  |  | Govt School | 1
Education |  | Millers Flat School | NO BOILER | [15 empty] | NB | [6 empty] | Roxburgh | Otago |  |  | No boiler | Maori School | No boiler
Education | P802100 | MILTON PRIMARY School | MILTON | ROBIN HOOD |  | water jacket | 1966 |  | Hot Water | [8 empty] | 72 | Coal
Education |  | MOANATAIARI School | NO BOILER |  |  |  | 2008 | [11 empty] | Electricity | [10 empty] | No Boiler - Heatpumps
Education |  | Moerewa School | 70 Otiria Road, Moerewa | [15 empty] | Electricity | [6 empty] | Moerewa | Northland |  |  |  | Maori School | 1
Education |  | Moerewa School | 70 Otiria Road, Moerewa | [15 empty] | Oil | [6 empty] | Moerewa | Northland |  |  |  | Maori School | 1
Education |  | Moerewa School | 70 Otiria Road, Moerewa | [15 empty] | Coal | [6 empty] | Moerewa | Northland |  |  |  | Maori School | 1
Education | P802100 | Mornington Primary School | Elgin Road Dunedin |  |  |  | 2005 | 1.7 | [10 empty] | Coal | [6 empty] | Dunedin | Otago | 170.4742 | -45.8871
Education |  | Mornington School | 34 Elgin Road, Mornington, Dunedin | [15 empty] | Not stated | [6 empty] | Dunedin | Otago |  |  |  | Govt School | 1
Education | P810200 | MORRINSVILLE COLLEGE | MORRINSVILLE | AQUATHERM |  | Watertube |  | 0.059 | Hot Water |  | 1 |  |  |  | 0.007965 |  |  | 88 | Gas
Education | P810200 | Morrinsville College | NO BOILER | [15 empty] | NB | [6 empty] | Morrinsville |  |  |  | We have a small boiler. Some areas of the School is also heated using heat pumps. |  | 0
Education |  | MORRINSVILLE INTERMEDIATE School | MORRINSVILLE | H&P |  | Watertube | 1969 | 0.44 |  |  | 2 |  |  |  | 0.154 |  |  |  | COAL - New Vale Peas 25
|  | Morven School | 41 Donald Street, Waimate |  |  |  | 2008-01-01 | [11 empty] | Electricity | [6 empty] | Waimate | Waimate DC |  |  | Daikin Inverter FTXS25EVMA | Govt School | 1
|  | Morven School | 41 Donald Street, Waimate |  |  |  | 2009-03-01 | [11 empty] | Electricity | [6 empty] | Waimate | Waimate DC |  |  | Daikin Inverter FTXS25EVMA | Govt School | 1
Education |  | Mosgiel Intermediate School | Green St Mosgiel Dunedin | [15 empty] | Coal | [6 empty] | Dunedin | Otago
Education |  | Mosgiel West School now Elmgrove | Argyle Street Mosgiel Dunedin | [15 empty] | Coal | 20? | tonnes |  |  |  |  | Dunedin | Otago
|  | Mosston School | 211 Mosston Rd Whanganui 4501, Westmere | [15 empty] | Electricity | [6 empty] | Whanganui | Manawatu-Whanganui |  |  |  | Govt School | Various
Education | P810200 | MOUNT ASPIRING COLLEGE | Wanaka | HAMILTON HEATPAK |  | Waterwall | 1986 | 0.83 | Hot Water |  | 4.5 |  |  |  | 0.5478 |  |  | 82 | Coal
Education | P810200 | MOUNT HUTT COLLEGE | Methven | HOVAL |  | Watertube | 1999 | 0.75 | Hot Water | [5 empty] | 1.05 |  |  | 79 | Oil/Diesel |  |  |  |  | 0.93 | 282.4839
Education |  | MOUNTAINVIEW HIGH School | Timaru | HAMILTON |  | Waterwall | 1984 |  | Hot Water | [8 empty] | 90 | Coal
Education |  | MOUNTVIEW School | NO BOILER |  |  |  | 2008 | [11 empty] | Electricity | [10 empty] | No Boiler - Heatpumps
Education |  | Mt Hutt College | School | Hoval | SR700 | Firetube | 1999 | 0.75 | Hot Water | [14 empty] | Have not got report yet |  | Methven | [5 empty] | 1
Education | P802100 | Mt Maunganui Primary | NO BOILER | [15 empty] | NB | [6 empty] | Mount Maunganui | Bay of Plenty |  |  | No boiler | Govt School | No boiler
Education |  | MURITAI School | MURATAI School | MEGALUX 90 (2) |  |  | 2008 |  | Hot Water | [8 empty] | 60 | Gas
Education |  | MURRAYS BAY INTERMEDIATE School | MURRAYS BAY Auckland | AQUATHERM |  | Waterwall | 1998 | 0.3 | Hot Water |  | 5 |  |  |  | 0.09 |  |  |  | Gas
Education |  | MURUPARA School | MURUPARA | Energy Products International |  | Watertube | 2006 |  | Hot Water |  | 2.4 | [6 empty] | 70 | Coal
Education |  | Musselburgh School | Marlow Street Dunedin |  |  |  |  | 0.12 | [10 empty] | Coal | 12? | tonnes |  |  |  |  | Dunedin | Otago | 170.5143 | -45.903
Education | P810200 | NAENAE COLLEGE | NAENAE LOWER HUTT | CARBOFUEL |  |  | 1991 | 0.45 | Hot Water | [5 empty] | 0.648 |  |  | 90 | Gas |  |  |  |  | 0.7 | 175.9598
Education | P802100 | Naenae Primary School | Wheatley Street, Naenae |  |  | Waterwall | 2000 | [11 empty] | Natural gas | [6 empty] | Lower Hutt | Wellington |  |  |  | Govt School | 1
Education | P802100 | Naenae Primary School | Wheatley Street, Naenae | [15 empty] | Electricity | [6 empty] | Lower Hutt | Wellington |  |  |  | Govt School | 1
Education |  | NAPIER BOYS HIGH School | NAPIER | VEKOS POWERMASTER |  | Watertube | 1971 |  | Hot Water |  | 3.4 | [6 empty] | 82 | Coal
Education | P810200 | NAYLAND COLLEGE | Stoke, Nelson | TAYLORS HEATSERV |  | Watertube | 1978 | 0.586 | Hot Water |  | 4 |  |  |  | 0.2344 |  |  | 85 | Coal | [6 empty] | Nelson
Education | P810200 | Nayland College | 166 Nayland Rd Nelson | [15 empty] | Wood Pellets | 70? | tonnes |  |  |  |  | Nelson |  |  |  | 2006 NCC inventory
Education | P810200 | Nayland College | 166 Nayland Road, Stoke, Nelson |  |  | Watertube | [19 empty] | Nelson | Nelson |  |  |  | Govt School | 1
Education | P802100 | NAYLAND PRIMARY School | Stoke, Nelson | FONDERIE SIME Model 2R 15 |  | Watertube | 2003 |  | Hot Water |  | 5 | [6 empty] | 85 | Oil/Diesel |  | tonnes |  |  | 0.95 |  | Nelson
Education |  | Nelson Central School | Nile St Nelson | [15 empty] | Diesel |  | tonnes |  |  |  |  | Nelson |  |  |  | 2006 NCC inventory
Education | P810200 | Nelson College | 67 Waimea Rd Nelson | [15 empty] | Wood Pellets |  | tonnes |  |  |  |  | Nelson |  |  |  | 2011 Sollys estimate
Education | P810200 | Nelson College For Girls | Trafalgar St Nelson | [15 empty] | Wood Pellets |  | tonnes |  |  |  |  | Nelson |  |  |  | 2011 Sollys estimate
Education | P810200 | Nelson College For Girls | Trafalgar St Nelson | [15 empty] | Diesel |  | tonnes |  |  |  |  | Nelson |  |  |  | 2011 Sollys estimate
Education |  | Nelson Intermediate School | 112 Tipahi St Nelson | [15 empty] | Diesel |  | tonnes |  |  |  |  | nelson |  |  |  | bmunro@nelsonintermediate.School.nz
Education |  | Netherton | 7 School Road, Paeroa | [15 empty] | Coal chips/Fines | [6 empty] | Paeroa | Coromandel |  |  |  | Govt School | 1
Education |  | Netherton | 7 School Road, Paeroa | [15 empty] | Electricity | [6 empty] | Paeroa | Coromandel |  |  |  | Govt School | 1
Education |  | NEW PLYMOUTH GIRLS HIGH School | NEW PLYMOUTH | ALLEN YGNIS |  |  | 1973 |  | Hot Water | [8 empty] | 80 | Gas
Education | P810200 | NEWLANDS COLLEGE | NEWLANDS WELLINGTON | CARBOFUEL |  | Watertube | 1990 | 0.6 | Hot Water |  | 1.5 |  |  |  | 0.36 |  |  | 80 | Gas |  |  |  |  | 0.8 | 85.536
Education |  | Newmarket | 7 Gillies Avenue, Newmarket | [15 empty] | Electricity | [6 empty] | Auckland | Auckland |  |  |  | Govt School | 1
Education |  | Newton Central | 14 Evelyn St, Eden Tce. Auckland | [15 empty] | Natural gas | [6 empty] | Auckland | Auckland |  |  |  | Govt School | 1
Education | P802100 | NGATI TOA PRIMARY School | Titahi Bay, PORIRUA | BONGIOANNI - BON GAS |  |  | 2000 |  | Hot Water |  | 5 | [6 empty] | 90 | Gas
Education |  | NORTH EAST VALLEY NORMAL School | Dunedin |  |  | Watertube | 1965 |  | Hot Water |  | 10 | [6 empty] | 70 | coal OHAI PEAS
Education |  | NORTH NEW BRIGHTON School | NEW BRIGHTON Christchurch | TAYLOR |  | Watertube | 1998 | 0.186 | Hot Water | [9 empty] | Coal |  |  |  |  | 0.87
Education |  | NORTH STREET School | Feilding | AQUATHERM YGNIS |  | Firetube | 2000 | 0.25 | Hot Water |  | 2 |  |  |  | 0.11812 |  |  | 82 | Gas |  |  |  |  | 0.83 | 27.052
Education | P810200 | Northcote College | 1 Kauri Glen Road, Northcote, Auckland |  |  |  | 2005 | 1.5 | [10 empty] | Natural gas | [6 empty] | Auckland | Auckland | 174.7338 | -36.808 |  | Govt School | 1
Education | P810200 | Northcote College | 1 Kauri Glen Road, Northcote, Auckland |  |  |  | 2010 | 0.265 | [10 empty] | Electricity | [6 empty] | Auckland | Auckland | 174.7338 | -36.808 | 100 + 65 + 100 | Govt School | 1
Education | P810200 | Northcote College | 1 Kauri Glen Road, Northcote, Auckland |  |  |  | 2002 | 0.2 | [10 empty] | Natural gas | [6 empty] | Auckland | Auckland | 174.7338 | -36.808 |  | Govt School | 1
Education | P810200 | NORTHCOTE COLLEGE | NORTHCOTE Auckland | HAMILTON HEATPAK |  | Watertube | 1978 |  | Hot Water |  | 1.2 | [6 empty] | 80 | coal OHAI PEAS
Education | P810200 | NORTHLAND COLLEGE | Kaikohe | AQUATHERM YGNIS |  | Watertube | 2005 | 0.5 | Hot Water | [5 empty] | 0.125 |  |  | 60 | Oil/Diesel |  |  |  |  | 0.83 | 37.6807
Education |  | Northland Health Camp School | NO BOILER | [15 empty] | NB | [6 empty] | Whangarei |  |  |  | No boiler |  | 0
Education |  | OAMARU INTERMEDIATE School | OAMARU | Hamilton Heatpak Taylors clone |  | tube bundle | 1998 | 0.533 | Hot Water |  | 3 |  |  |  | 0.099937 |  |  | 80 | Coal blend - 33% cascade and 67% Takitimu |  |  |  |  | 0.8 | 41.0144 | Oamaru | Otago
Education |  | OAMARU NORTH School | OAMARU | TAYMAC HEATPAK 3605 |  | Watertube | 2000 | 0.244 | Hot Water |  | 4.5 |  |  |  | 0.122 |  |  | 82 | Coal |  |  |  |  | 0.95 | 42.1632 | Oamaru | Otago
Education |  | Oamaru North School | 40 Torridge Street, Oamaru | [15 empty] | Not stated | [6 empty] | Oamaru | Otago |  |  |  | Govt School | 1
Education |  | OHAU School | OHAU Levin | H&P |  | Watertube | 1971 |  | Hot Water |  | 0.14 | [6 empty] | 60 | HUNTLY PEA COAL
Education |  | Ohuka School | 12 Okare Road, Wairoa |  |  |  | 2008 | 0.018 | [10 empty] | Electricity | [6 empty] | Wairoa | Gisborne |  |  |  | Govt School | 1
Education |  | Ohuka School | 12 Okare Road, Wairoa |  |  |  | 2010 | 0.018 | [10 empty] | Electricity | [6 empty] | Wairoa | Gisborne |  |  |  | Govt School | 1
Education | P802100 | Ohura Valley Primary | Ngarimu St. Ohura | [15 empty] | Not stated | [6 empty] | Ohura | Gisborne |  |  |  | Govt School | 1
Education |  | Omahu | 22 Taihape Road, Hastings | [15 empty] | Electricity | [6 empty] | Hastings | Hawkes Bay |  |  |  | Govt School | 1
Education |  | OMAKAU School | OMAKAU | KROLL HEAT EXCHANGER |  |  | 2005 |  | Hot Water |  | 1.5 | [6 empty] | 65 | Oil/Diesel |  |  |  |  | 0.87
Education | P802100 | Omata Primary | Holloway Road, New Plymouth | [15 empty] | Not stated | [6 empty] | New Plymouth | Taranaki |  |  |  | Govt School | 1
Education |  | Omokoroa Point | 37 Hamurana Road, Omokoroa | [15 empty] | Geothermal | [6 empty] | Omokoroa | Bay of Plenty |  |  |  | Maori School | 1
Education |  | Omokoroa Point | 37 Hamurana Road, Omokoroa | [15 empty] | Electricity | [6 empty] | Omokoroa | Bay of Plenty |  |  |  | Maori School | 1
Education | P802100 | ONEHUNGA PRIMARY School | ONEHUNGA Auckland | ECOMAX 200 |  | Firetube | 2007 | 0.2 | Hot Water |  | 1.5 |  |  |  | 0.06 |  |  | 70 | Gas |  |  |  |  | 0.9 | 12.672
Education |  | Onepoto School | Onepoto School 17 Fraser Ave northcote | Ferroli Pegasus |  |  | 2005 | 0.085 | [17 empty] | Northcote | [5 empty] | 1
Education | P802100 | ONERAHI PRIMARY School | ONERAHI | CUDDON |  | Watertube | 1948 |  | Hot Water | [8 empty] | 71 | Coal
Education |  | Ongaonga School | NO BOILER | [15 empty] | NB | [6 empty] | Ongaonga |  |  |  | No boiler |  | 0
Education |  | OPAHEKE School | Papakura, Auckland | H&P |  | Watertube | 1968 | 0.15 | Hot Water |  | 0.3 |  |  |  | 0.06 |  |  | 65 | Coal
Education |  | Opiki School | NO BOILER | [15 empty] | NB | [6 empty] | Opiki | Manawatu-Whanganui |  |  | No boiler | Govt School
Education |  | Opoho School | Signal Hill Road Dunedin |  |  |  |  | 0.094 | [10 empty] | Coal | 10? | tonnes |  |  |  |  | Dunedin | Otago
Education | P810200 | Opotiki College | St. John Street Opotiki 3122 | HOVAL |  | Firetube |  | 0.9 | Hot Water |  | 5 |  |  |  | 0.396 |  |  | 80 | Gas |  |  |  |  | 0.85 | 88.5549 | Opotiki | Bay of Plenty | 177.2871 | -38.0062
Education |  | Opotiki Community Childcare Centre | 115 Wellington Street, Opotiki |  |  |  | 1905-07-03 | [11 empty] | Electricity | [6 empty] | Opotiki | Bay of Plenty | 177.2892 | -38.0141 |  | Govt School | Various
Education | P802100 | OPOTIKI PRIMARY School | OPOTIKI | ACFV 150 Energy Products International |  | Watertube | 2007 | 0.15 | Hot Water |  | 3 |  |  |  | 0.06 |  |  | 80 | Coal
Education | P802100 | Oranga Primary School |  |  |  | Other | [23 empty] | Too detailed for Schools |  | 1
Education | P802100 | Oranga Primary School |  |  |  | Other | [23 empty] | Too detailed for Schools |  | 1
Education | P810200 | Orewa College | Riverside Road Orewa 0931 Auckland | HEATSERVE |  | Watertube | 1978 | 0.9 | Hot Water |  | 1.1 |  |  |  | 0.45 |  |  | 80 | coal OHAI PEAS | [6 empty] | Auckland | Auckland | 174.691 | -36.5909
Education | P810200 | Orewa College | Riverside Road, Orewa | Rendamax R30 |  | Other | 2009 | 0.12 | [10 empty] | Natural gas | [6 empty] | Orewa | Auckland | 174.6906 | -36.5911 |  | Govt School | 1
Education | P810200 | Orewa College | Riverside Road, Orewa | Rendamax R30 |  | Other | 2009 | 0.12 | [10 empty] | Natural gas | [6 empty] | Orewa | Auckland | 174.6906 | -36.5911 |  | Govt School | 1
Education | P810200 | Orewa College | Riverside Road, Orewa | Rendamax R30 |  | Other | 2009 | 0.1 | [10 empty] | Natural gas | [6 empty] | Orewa | Auckland | 174.6906 | -36.5911 |  | Govt School | 1
Education | P810200 | Orewa College | Riverside Road, Orewa | Rendamax R30 |  | Other | 2009 | 0.065 | [10 empty] | Natural gas | [6 empty] | Orewa | Auckland |  |  |  | Govt School | 1
Education | P810200 | Orewa College | Riverside Road, Orewa | Rendamax R30 |  | Other | 2009 | 0.045 | [10 empty] | Natural gas | [6 empty] | Orewa | Auckland |  |  |  | Govt School | 1
Education | P802100 | OREWA PRIMARY School | NO BOILER |  |  |  | 2008 | [22 empty] | No boiler - heating supplied from another School
Education |  | Otago Boys High School | Arthur St Dunedin | [15 empty] | Wood | [6 empty] | Dunedin | Otago
Education | P810200 | OTAHUHU COLLEGE | OTAHUHU COLLEGE Auckland | RENDAMAX R30 |  | Watertube | 2006 | [10 empty] | 82 | Gas
Education | P810200 | OTAHUHU COLLEGE | OTAHUHU COLLEGE - B BLOCK | RAYPAK Atmospheric Boiler |  | Watertube | 2006 | [10 empty] | 82 | Gas
Education | P802100 | OTAHUHU PRIMARY School | NO BOILER | [15 empty] | LPG | [10 empty] | No Boiler - gas heaters
Education |  | Otaki College | Mill Road, Otaki | [22 empty] | Otaki | Wellington |  |  |  | Govt School | Other
Education |  | OTAKI School | OTAKI | SANGIORGIO |  | Watertube | 1996 |  | Hot Water | [8 empty] | 90 | Gas
Education | P802100 | Otorohanga Primary School | 95 Phillips Avenue, Otorohanga |  |  |  | 1958 |  | Hot Water | [8 empty] | 80 | coal OHAI PEAS | [6 empty] | Otorohanga | Waikato |  |  |  | Govt School | Other
Education | P802100 | Otumoetai Primary School | NO BOILER | [15 empty] | NB | [6 empty] | Tauranga |  |  |  | Boiler has been decommissioned this year |  | 0
Education |  | OXFORD AREA School | OXFORD | HAMILTON HEATPAK |  | Waterwall | 1984 |  | Hot Water | [9 empty] | Coal
Education |  | PAEKAKARIKI School | PAEKAKARIKI | TAYLOR |  |  | 1996 | 0.2 | Hot Water |  | 4.4 |  |  |  | 0.12 |  |  |  | Coal
Education |  | Paekakariki School | Wellington Road, Paekakariki | Taylors Ltd - 78 Series | 987 | Watertube | 1995 | 0.2 | [17 empty] | Paekakariki | [5 empty] | 1
Education |  | PAEROA Central School | PAEROA | HAMILTON |  | Watertube |  | 0.16 | Hot Water | [5 empty] | 0.088 |  |  | 90 | coal OHAI PEAS
Education |  | Pahiatua School | 21 Albert Street, Pahiatua |  |  | Waterwall |  | 0.053 | [10 empty] | Natural gas | [6 empty] | Pahiatua | Taranaki |  |  |  | Govt School | 1
Education | P810200 | PAKURANGA COLLEGE | PAKURANGA COLLEGE - LIBRARY BOILER | LENNOX / CLEVER |  |  | 1998 | 0.04 | Hot Water | [5 empty] | 0.08064 |  |  | 60 | Gas
Education | P810200 | PAKURANGA COLLEGE | PAKURANGA COLLEGE - MAIN BOILER | AQUATHERM YGNIS |  |  | 2000 |  | Hot Water |  | 7.5 | [6 empty] | 75 | Gas
Education | P810200 | PAKURANGA COLLEGE | PAKURANGA COLLEGE - SWEENY SCIENCE BLOCK BOILER | AQUATHERM PENSOTTI CERVINIA 51 |  |  | 1998 |  | Hot Water |  | 4 | [6 empty] | 90 | Gas
Education | P810200 | PAKURANGA COLLEGE | PAKURANGA COLLEGE - STONE BLOCK BOILER | AQUATHERM PENSOTTI CERVINIA 51 |  |  | 1998 |  | Hot Water |  | 4 | [6 empty] | 95
Education |  | PAKURANGA HEIGHTS School | PAKURANGA | AQUATHERM YGNIS |  | Watertube | 1996 | 0.125 | Hot Water |  | 5 |  |  |  | 0.05 |  |  | 73 | Oil/Diesel
Education |  | Palmerston North Adventist Christian School | 25 Snelson Street, Palmerston North | [15 empty] | Electricity | [6 empty] | Palmerston North | Horowhenua |  |  |  | Private School | 1
Education |  | Palmerston North Adventist Christian School | 25 Snelson Street, Palmerston North | [15 empty] | Natural gas | [6 empty] | Palmerston North | Horowhenua |  |  |  | Private School | 1
Education |  | Palmerston North Boys' High School | 263 Featherston Street, Palmerston North |  |  |  |  | 0.52 | [10 empty] | Natural gas | [6 empty] | Palmerston North | Horowhenua | 175.608 | -40.3489 |  | Private School | 1
Education |  | Palmerston North Boys' High School | 263 Featherston Street, Palmerston North |  |  |  |  | 0.145 | [10 empty] | Natural gas | [6 empty] | Palmerston North | Horowhenua | 175.608 | -40.3489 |  | Private School | 1
Education |  | Palmerston North Boys' High School | 263 Featherston Street, Palmerston North | [15 empty] | Electricity | [6 empty] | Palmerston North | Horowhenua |  |  | air con plant for 1 building | Private School | 1
Education |  | Palmerston North Girls High School | 23 Fitzherbert Avenue, Hokowhitu 4410 Palmerston North | HOVAL |  | Watertube | 1985 | 0.94 | Hot Water |  | 5 |  |  |  | 0.3948 |  |  | 95 | Gas |  |  |  |  | 0.82 | 91.5166 | Palmerston North | Manawatu-Whanganui | 175.6127 | -40.3577
Education |  | Panmure Bridge | 76 Kings Rd Auckland |  |  |  | 2008 | [11 empty] | Electricity | [6 empty] | Auckland | Auckland |  |  |  | Govt School | Various
Education |  | Papakaio | Papakaio Road, Oamaru | [15 empty] | Electricity | [6 empty] | Oamaru |  |  |  |  | Maori School | Various
Education |  | Papakura Central | 23 Ray Small Dr. Papakura |  |  | Watertube | 1971 | [11 empty] | Coal Huntly peas | [6 empty] | Papakura | Auckland |  |  |  | Govt School | 1
Education |  | Papakura Central | 23 Ray Small Dr. Papakura |  |  |  | 2006 | [11 empty] | LPG | [6 empty] | Papakura | Auckland |  |  |  | Govt School | 1
Education |  | Papakura Central | 23 Ray Small Dr. Papakura | [15 empty] | Electricity | [6 empty] | Papakura | Auckland |  |  |  | Govt School | 1
Education | P802100 | PAPAMOA PRIMARY School | PAPAMOA | AQUATHERM YGNIS |  | Firetube | 1998 | 0.35 | Hot Water |  | 2 |  |  |  | 0.119 |  |  | 80 | Gas
Education |  | Papanui Junction School | NO BOILER | [15 empty] | NB | [6 empty] | Taihape |  |  |  | No boiler |  | 0
Education | P802100 | PAPANUI PRIMARY School | PAPANUI Christchurch | HOVAL |  | Watertube | 1999 | 0.25 | Hot Water | [5 empty] | 0.18 |  |  | 77 | Oil/Diesel |  |  |  |  | 0.09 | 500.4
Education |  | Paparimu School | 3 Matheson Road, Paparimu |  |  |  | At least 3 years ago | [11 empty] | Electricity | [6 empty] | RD3 Papakura | Auckland |  |  |  | Govt School | 1
Education |  | PAPATOETOE Central School | PAPATOETOE Auckland | HOVAL |  | Waterwall | 1983 |  | Hot Water | [9 empty] | Gas
Education | P802100 | PAPATOETOE EAST PRIMARY School | NO BOILER |  |  |  | 2008 | [11 empty] | electricity | [10 empty] | No Boiler - electrical heaters and heat pumps
Education |  | PAPATOETOE INTERMEDIATE School | PAPATOETOE Auckland | BRITANNIA No.37 |  | Waterwall | 1955 |  | Hot Water | [8 empty] | 30 | Oil/Diesel |  |  |  |  | 0.5
Education |  | PARAPARAUMU BEACH School | PARAPARAUMU | BONGAS 1/9 T |  | Watertube | 2000 | 0.103 | Hot Water |  | 5 |  |  |  | 0.0927 |  |  | 90 | Gas
Education |  | Paraparaumu Beach School | Gray Avenue, Paraparaumu Beach | [15 empty] | Natural gas | [6 empty] | Paraparaumu | Wellington |  |  |  | Govt School | 1
Education |  | Paraparaumu Beach School | Gray Avenue, Paraparaumu Beach | [15 empty] | Electricity | [6 empty] | Paraparaumu | Wellington |  |  |  | Govt School | 1
Education | P810200 | Paraparaumu College | PARAPARAUMU | TAYLORS HEATSERV |  | Watertube | 1978 | 0.879 | Hot Water |  | 3 |  |  |  | 0.91416 |  |  | 85 | Gas
Education |  | ParkLANDS School | Motueka | TRIWAY |  | Watertube | 1997 |  | Hot Water | [8 empty] | 80 | coal OHAI PEAS |  |  |  |  | 0.8
Education |  | Parkside School | 184 Wellington Street, Pukekohe |  |  | watertube | 1975 | [11 empty] | Diesel | [6 empty] | Pukekohe | Auckland |  |  |  | Govt School | 1
Education |  | ParkSIDE SPECIAL School | Pukekohe, Auckland | CUDDON |  |  | 1968 |  | Hot Water | [8 empty] | 82 | Oil/Diesel
Education |  | ParkVIEW School | Parklands, Christchurch | HOVAL |  | Watertube | 2000 | 0.325 | Hot Water |  | 11 |  |  |  | 0.104 |  |  | 80 | Oil/Diesel |  |  |  |  | 0.75 | 34.6944
Education |  | PATRICIA AVENUE School | NO BOILER |  |  |  | 2008 | [11 empty] | Electricity | [10 empty] | No Boiler - electrical heaters and heat pumps
Education |  | Patumahoe School | 38 Patumahoe Road, Patumahoe, Franklin |  |  | Other | 2008 | [11 empty] | LPG | [6 empty] | Franklin | Auckland |  |  | Gas fired water heated radiators = x2 classrooms | Govt School | 1
Education |  | Patumahoe School | 38 Patumahoe Road, Patumahoe, Franklin |  |  |  | > 1998 | [11 empty] | Electricity | [6 empty] | Franklin | Auckland |  |  | electrical fan heaters x 10 1000kw | Govt School | 1
Education |  | Patumahoe School | 38 Patumahoe Road, Patumahoe, Franklin |  |  |  | 2010-03-01 | [11 empty] | Electricity | [6 empty] | Franklin | Auckland |  |  | Heat pumps x3 | Govt School | 1
Education |  | Peachgrove Intermediate | 72 Peachgrove Road, Hamilton |  |  | Watertube | 1958's | [11 empty] | Coal Huntly peas | [6 empty] | Hamilton | Waikato |  |  |  | Govt School | 1
Education |  | Peachgrove Intermediate | 72 Peachgrove Road, Hamilton | [15 empty] | Electricity | [6 empty] | Hamilton | Waikato |  |  | Several small ones | Govt School | 1
Education |  | Peterhead School | 10 Peterhead Avenue, Flaxmere, Hastings | [15 empty] | Electricity | [6 empty] | Hastings | Hawkes Bay |  |  |  | Govt School | 1
Education |  | Phillipstown | NO BOILERS |  |  |  | 2010 and 2011 | [11 empty] | Electricity | [6 empty] | Christchurch | Canterbury |  |  | Large heatpumps 8 kw plus in some cases | Govt School | 1
Education |  | PIGEON MOUNTAIN School | Bucklands Beach | FERROLI |  | Watertube | 2000 | 0.1 | Hot Water | [5 empty] | 0.03 |  |  | 75 | Gas
Education |  | PILLANS POINT School | NO BOILERS |  |  |  | 2008 | [11 empty] | electricity / gas | [10 empty] | No Boiler - electrical and gas heating
|  | Pine Hill School | Wilkinson St Dunedin |  |  | Coal Boiler |  | 0.07 | [10 empty] | Coal | 8? | tonnes
Education |  | Pirongia School | NO BOILER | [15 empty] | NB | [6 empty] | Pirongia |  |  |  | No boiler |  | 0
Education |  | POKENO School | POKENO |  |  |  | 1960 |  | Hot Water | [8 empty] | 40 | Coal
Education |  | Pokuru School | NO BOILER | [15 empty] | NB | [6 empty] | Te Awamutu | Waikato |  |  | No boiler | Govt School | No boiler
Education |  | Pomare School | Partridge St Taita, Lower Hutt | [15 empty] | Natural gas | [6 empty] | Lower Hutt | Wellington |  |  |  | Govt School | 1
Education |  | Pomare School | Partridge St Taita, Lower Hutt | [15 empty] | Electricity | [6 empty] | Lower Hutt | Wellington |  |  |  | Govt School | 1
Education |  | Ponsonby Intermediate School | 50 Clarence Street, Ponsonby |  |  |  | 2001 | [11 empty] | Natural gas | [6 empty] | Auckland | Auckland |  |  |  | Govt School | 1
Education | P802100 | Portland Primary School | 10 School Rd, Portland, Whangarei | [15 empty] | Not stated | [6 empty] | Whangarei | Manawatu-Whanganui |  |  |  | Govt School | 1
Education |  | Pouto | 11 Opuna Road. RD1 Te Koporu, Whangarei |  |  |  | 1984 | [11 empty] | Electricity | [6 empty] | Whangarei | Manawatu-Whanganui |  |  |  | Govt School | 1
Education | P802100 | Prospect Primary School | 76 Rosier Road, Glen Eden, Auckland 0602 | CUDDON |  | Watertube | 1958 | 2 | Hot Water |  | 2 |  |  |  | 0.6 |  |  | 60 | coal OHAI PEAS | [6 empty] | Auckland | Auckland | 174.6397 | -36.9147
Education |  | Pt England School | 130 Pt England Rd, Auckland | [15 empty] | Diesel | [6 empty] | Auckland | Auckland |  |  |  | Govt School | 1
Education |  | Pt England School | 130 Pt England Rd, Auckland | [15 empty] | Electricity | [6 empty] | Auckland | Auckland |  |  |  | Govt School | 1
Education |  | Pukehou School | 174 State Highway 2, Hastings | [15 empty] | Electricity | [6 empty] | Hastings | Hawkes Bay |  |  |  | Govt School | 1
Education |  | Pukenui School (Te Kuiti) | NO BOILER | [15 empty] | NB | [6 empty] | Te Kuiti | Waikato |  |  | No boiler | Govt School | No boiler
Education |  | Pukeokahu School | NO BOILER | [15 empty] | NB | [6 empty] | Taihape | Manawatu-Whanganui |  |  | No boiler | Maori School | No boiler
Education |  | Pukerau School | 24 Pukerau Street, RD 2, Gore | [22 empty] | Gore | [5 empty] | 1
Education | P802100 | PUTARURU PRIMARY School | PUTARURU | AQUATHERM |  | Watertube | 1998 | 0.4 | Hot Water |  | 3.5 |  |  |  | 0.2 |  |  | 45 | Coal
Education | P802100 | Putauaki Full Primary | 87-89 Fenton Mill Road, Kawerau |  |  | Watertube | 2011 | 0.2 | [10 empty] | Wood waste | [6 empty] | Kawerau | Bay of Plenty | 176.6857 | -38.0898 |  | ECE | 1
Education | P802100 | Putauaki Full Primary | NO BOILERS |  |  |  | 2010/1985 | [11 empty] | Electricity | [6 empty] | Kawerau | Bay of Plenty |  |  | Heat Pump/ Electric heaters ?? | ECE | 1
Education | P810200 | Queen Margaret College | 53 Hobson Street, Wellington | [15 empty] | Electricity | [6 empty] | Wellington | Wellington |  |  |  | Private School | 1
Education |  | QUEENS HIGH School | Dunedin |  |  |  | 2008
Education |  | Queens High School | Surrey St Dunedin | No BOILER | [21 empty] | Dunedin | Otago |  |  | Coal Boiler removed by 2007
Education |  | Queen's High School | NO BOILER | [15 empty] | NB | [6 empty] | Dunedin | Otago |  |  | No boiler | Private School | No boiler
Education | P802100 | QueensPark Primary School | 222 QueensPark Drive, Christchurch | Aquatherm ygnis | AY200 |  |  | 0.2 | [17 empty] | Christchurch |  | 172.6962 | -43.4736 | Call Chris, School Caretaker, if you want some more technical questions answered. I realise I have not fully completed this questionaire. |  | 1
Education |  | Ragamuffins 2 Childcare & PreSchool | 22 Cameron St, Onehunga, Auckland | [15 empty] | Gas heating | [6 empty] | Auckland | Auckland |  |  |  | ECE | 1
Education |  | Raglan Area School | 42 Norrie Ave. Raglan |  |  | Watertube | 1980 | [11 empty] | Coal Huntly peas | [6 empty] | Raglan | Waikato |  |  | sorry a boiler that heats 25 rooms | Govt School | 1
Education |  | Raglan Area School | 42 Norrie Ave. Raglan |  |  |  | 2006 | [11 empty] | Coal Huntly peas | [6 empty] | Raglan | Waikato |  |  | Admin and office heat pumps | Govt School | 1 | 1
Education |  | Raglan Area School | NO BOILER |  |  |  | 2009 | [11 empty] | electricity | [6 empty] | Raglan | Waikato |  |  | Classroom heat pumps | Govt School | 1
Education |  | Ramarama | 126 Ararimu Road, Auckland | [15 empty] | Electricity | [6 empty] | Auckland | Auckland |  |  |  | Govt School | Other
Education |  | Rangi Ruru Girls' School | 59 Hewitts Road, Christchurch | [15 empty] | Diesel | [6 empty] | Christchurch | Canterbury |  |  |  | Govt School | Other
Education |  | Rangiatiki Independent School | 33 Meadow Vale, Whakatane | [15 empty] | Electricity | [6 empty] | Whakatane | Bay of Plenty |  |  |  | Govt School | Other
Education | P810200 | RANGITOTO COLLEGE | RANGITOTO COLLEGE
Education |  | Rangitoto School | 564 East Coast Road Mairangi Bay, North Shore City | [22 empty] | Auckland | Auckland |  |  |  | Govt School | 1
Education |  | Rangiuru School | 659 Rangiuru Road, R D 8, Te Puke |  |  |  | 2009 | 0.081 | [10 empty] | Electricity | [6 empty] | Te Puke | Bay of Plenty |  |  |  | Govt School | 1
Education |  | Ranzau School | NO BOILER | [15 empty] | Electricity | [6 empty] | Richmond |  |  |  | Switched coal to heat pumps after 2008 TDC inventory
Education | P810200 | Rathkeale College | 217 Willow Park Drive, Masterton |  |  |  | 2000 | [11 empty] | Electricity | [6 empty] | Masterton | Horowhenua DC |  |  |  | Govt School | 1
Education | P810200 | Rathkeale College | 217 Willow Park Drive, Masterton | [15 empty] | LPG | [6 empty] | Masterton | Horowhenua DC |  |  |  | Govt School | 1
Education |  | Raukokore | NO BOILER | [15 empty] | NB | [6 empty] | Raukokore | Hawkes Bay |  |  | No boiler | Govt School | No boiler
Education |  | RAUMATI BEACH | RAUMATI BEACH | REGENCY GBS SERIES 2 |  |  | 1996 | [11 empty] | Gas
Education |  | Raumati Beach School | Raumati Road, Raumati Beach | [20 empty] | ??? |  | Raumati Beach |  |  |  | You may gather we are short of information on this survey. There is no-one currently working here who has long-term knowledge of the history of the boilers, and there is no early documentation. We have worked to bring them up to a safe standard and are wo |  | 1
Education |  | Raumati Beach School | Raumati Road, Raumati Beach | [20 empty] | ??? |  | Raumati Beach |  |  |  | You may gather we are short of information on this survey. There is no-one currently working here who has long-term knowledge of the history of the boilers, and there is no early documentation. We have worked to bring them up to a safe standard and are wo |  | 1
Education |  | Ravensbourne School | Wanaka St Dunedin |  |  |  |  | 0.156 | [10 empty] | Coal | 15? | tonnes |  |  |  |  | Dunedin | Otago
Education |  | RED BEACH School | RED BEACH Auckland | TAYLOR |  | Waterwall |  | 0.125 | Hot Water |  | 4.4 |  |  |  | 0.06375 |  |  |  | coal OHAI PEAS
Education |  | REDCLIFFS School | REDCLIFFS Christchurch |  |  |  | 2008
Education |  | REDWOOD School | REDWOOD Christchurch |  |  | No Boiler - gas heaters
Education |  | Reefton Area School | 10 Victory Street, Reefton |  |  | Firetube | 30/10/2004 | 0.6 | [10 empty] | Coal Reefton blend | [6 empty] | Reefton | West Coast | 171.8597 | -42.1134 |  | Govt School | 1
Education |  | Remuera Intermediate School | 55 Ascot Ave., Remuera | Brittania | BLU350 | Waterwall | 1966 | 0.35 | [15 empty] | 87.4% |  | Remuera |  | 174.8015 | 36.8856 |  |  | 1
Education |  | REMUERA INTERMEDIATE School | REMUERA AucklandL - Boiler 1 | BRITTANIA No 38k |  | Waterwall | 1955 | 0.184 | Hot Water | [5 empty] | 0.064915 |  |  | 75 | Gas |  |  |  |  | 0.7 | 17.6273
Education |  | REMUERA INTERMEDIATE School | REMUERA INTERMEDIATE School - Boiler 2 | PENSOTTI CERVINIA MODEL E51 |  |  | 1999 | 0.065 | Hot Water |  | 4 | [6 empty] | 93 | Gas
Education | P802100 | Reporoa Primary School | Massey Road, Reporoa | [15 empty] | Natural gas | [6 empty] | Reporoa | Bay of Plenty |  |  |  | Govt School | 1
Education | P802100 | Reporoa Primary School | Massey Road, Reporoa | [15 empty] | Electricity | [6 empty] | Reporoa | Bay of Plenty |  |  |  | Govt School | 1
Education |  | RHODE STREET School | Dinsdale, HAMILTON | ROBIN HOOD |  | Waterwall | 1959 |  | Hot Water | [9 empty] | Coal
Education |  | Rhode Street School | NO BOILER | [15 empty] | NB | [6 empty] | Hamilton |  |  |  | We have just decommisioned our coal boiler and replaced it with heat pumps in both classrooms and administration areas. We would have preferred a more sustainable heating source but the capital outlay required by alternatives was 2 - 5 times the cost of h |  | 0
Education |  | Riccarton High School | Curletts Road, Riccarton Christchurch 8042 | YGNIS |  | Watertube | 2002 | 0.9 | Hot Water |  | 1.5 |  |  |  | 0.945 |  |  | 80 | Oil/Diesel |  |  |  |  | 0.9 | 262.71 | Christchurch | Canterbury | 172.5768 | -43.5467
Education |  | Riccarton High School | 31 Vicki Street, Christchurch | [22 empty] | Christchurch | [5 empty] | 1
Education |  | Richmond Road School | 113 Richmond Road, Auckland | vale & coy ltd boiler serial no 049 size j2 | no 049 size j3 |  | 1950s | [11 empty] | Coal Huntly peas | [6 empty] | Auckland | Auckland |  |  |  | Govt School | 1
Education |  | Richmond School | 14 Cambridge St Richmond 7020 | Taylors | 78 Series Vertical |  | 1996 | 0.3 | [10 empty] | Coal | 30? | tonnes |  |  |  |  | Richmond 7020 |  | 173.1813 | -41.3393 | 2008 TDC inventory with Sollys updated tonnage
Education |  | RICHMOND School | NO BOILER |  |  |  | 2008 | [11 empty] | Electricity | [10 empty] | No Boiler - Heatpumps
Education |  | Ridgway | 120 Mornington Road, Wellington |  |  |  | 1996 | 0.698 | [10 empty] | Natural gas | [6 empty] | Wellington | Wellington | 174.7646 | -41.3157 | Cast Iron Sectional | Govt School | 1
Education |  | Ridgway | 120 Mornington Road, Wellington |  |  |  | 2000 | 0.058 | [10 empty] | Natural gas | [6 empty] | Wellington | Wellington |  |  | Cast Iron Sectional | Govt School | 1
Education |  | Ridgway | 120 Mornington Road, Wellington |  |  |  | 2003 | 0.056 | [10 empty] | Natural gas | [6 empty] | Wellington | Wellington |  |  | Cast Iron Sectional | Govt School | 1
Education |  | RIVERHILLS School | Pakuranga, Auckland | H&P |  |  | 1968 | [11 empty] | Coal
Education |  | Riverlands | School Rd RD4 Blenheim | [15 empty] | Electricity | [6 empty] | Blenheim | Marlborough |  |  |  | Govt School | 1
Education | P802100 | Riverton Primary School | 7 Leader St Riverton |  |  | Watertube | 2010 | [11 empty] | Kai Point coal | [6 empty] | Riverton | Southland |  |  |  | Govt School | 1
Education | P802100 | Riverton Primary School | 7 Leader St Riverton |  |  |  | 1990 | [11 empty] | Diesel | [6 empty] | Riverton | Southland |  |  |  | Govt School | 1
Education | P810200 | Rodney College | NO BOILER | [15 empty] | NB | [6 empty] | Wellsford | Auckland |  |  | No boiler | Maori School | No boiler
Education |  | Rongomai | NO BOILER | [15 empty] | NB | [6 empty] | Otara | Auckland |  |  | No boiler | Maori School | No boiler
Education |  | ROSLYN School | Palmerston North | AQUATHERM |  | Watertube |  |  |  |  | 5 | [6 empty] | 75 | Gas
Education |  | Ross Intermediate | NO BOILER | [15 empty] | NB | [6 empty] | Palmerston North |  |  |  | No boiler |  | 0
Education |  | Rotary Park School | McKerrow Street Dunedin |  |  |  |  | 0.338 | [10 empty] | Coal | 29? | tonnes |  |  |  |  | Dunedin | Otago
Education |  | Rotorua Boys' High School | Pukuatua Street, Rotorua |  |  | Firetube | 2009 | [11 empty] | Natural gas | [6 empty] | Rotorua | Bay of Plenty |  |  |  | Govt School | 1
Education |  | Rotorua Boys' High School | Pukuatua Street, Rotorua |  |  | Firetube | 2004 | [11 empty] | Natural gas | [6 empty] | Rotorua | Bay of Plenty |  |  |  | Govt School | 1
Education |  | Rotorua Girls High School | 17 Miro Street, Hillcrest Rotorua 3015 | TAYMAC |  | Watertube | 1997 | 1.02 | Hot Water |  | 3 |  |  |  | 0.408 |  |  | 80 | Wood Pellets | [6 empty] | Rotorua | Bay of Plenty | 176.2366 | -38.1466
Education |  | Royal Oak Intermediate | NO BOILER | [15 empty] | NB | [6 empty] | Onehunga | Auckland |  |  | No boiler | Govt School | No boiler
Education | P802100 | Royal Oak Primary School | Chandler Avenue, Auckland | [15 empty] | Gas/Diesel | [6 empty] | Auckland | Auckland |  |  |  | Govt School | 1
Education | P802100 | Royal Oak Primary School | Chandler Avenue, Auckland | [15 empty] | Electricity | [6 empty] | Auckland | Auckland |  |  |  | Govt School | 1
Education |  | RUAWAI School | RUAWAI | HOVAL |  | Watertube | 1999 | 0.1 | Hot Water |  | 0.5 |  |  |  | 0.052 |  |  | 70 | Oil/Diesel
Education |  | RUSSLEY School | Avonhead, Christchurch | HOVAL |  | Watertube | 1999 | 0.25 | Hot Water |  | 5 |  |  |  | 0.04 |  |  | 70 | Oil/Diesel |  |  |  |  | 0.8 | 12.51
Education |  | RUTHERFORD INTERMEDIATE | Whanganui | HOVAL |  | Watertube | 1963 | 0.585 | Hot Water | [5 empty] | 0.083363 |  |  | 80 | Gas |  |  |  |  | 0.834 | 18.9995
Education |  | Sacred Heart | NO BOILER | [15 empty] | NB | [6 empty] | Invercargill | Southland |  |  | No boiler | Private School | No Boiler
Education |  | Sacred Heart Petone | 33 Britannia Street, Petone |  |  |  | 1988 | [11 empty] | Electricity | [6 empty] | Petone | Wellington |  |  |  | Private School | 1
Education |  | Saint Patrick's Nightcaps | 11 Digger Street, Nightcaps | [15 empty] | Electricity | [6 empty] | Nightcaps | Southland |  |  |  | Private School | 1
Education |  | Salmond Hall | Arden Street Dunedin | [5 empty] | HW | [9 empty] | Diesel | 500? | litres |  |  |  |  | Dunedin | Otago |  |  | 2007 CRL study
Education |  | Salmond Hall (Presbyterian Foundation Trust) | Arden Street Dunedin |  |  |  |  | 0.827 | HW | [9 empty] | Coal | 360? | tonnes |  |  |  |  | Dunedin | Otago | 170.5256 | -45.8557 | 2007 CRL study
Education |  | Samoa Taumafai Aoga Amata | 8 Giles Street, Tokoroa |  |  |  | 2010-08-03 | 0.011 | [10 empty] | Electricity | [6 empty] | Tokoroa | Waikato |  |  |  | Private School | 1
Education |  | Samoa Taumafai Aoga Amata | 8 Giles Street, Tokoroa |  |  |  | 2010-08-03 | 0.0041 | [10 empty] | Electricity | [6 empty] | Tokoroa | Waikato |  |  |  | Private School | 1
Education |  | SARA COHEN School | Dunedin | HEATSERVE |  |  | 1983 | 0.132 | Hot Water | [5 empty] | 0.099 |  |  | 65 | coal OHAI PEAS |  |  |  |  | 0.7 | 46.4338
Education |  | Sara Cohen School | Rutherford St Dunedin |  |  |  |  | 0.132 | [10 empty] | Coal | 13? | tonnes |  |  |  |  | Dunedin | Otago
Education | P802100 | SELWYN PRIMARY School | Rotorua |  |  | Watertube | 1966 | 0.6 | Hot Water |  | 0.2 |  |  |  | 0.18 |  |  | 60 | Wood Pellets
Education |  | Sherenden and Districts School | 2129 Taihape Road RD 9 Hastings |  |  |  | 2006-08-01 | 0.011 | [10 empty] | Electricity | [6 empty] | Hastings | Hawkes Bay |  |  |  | Govt School | 1
Education |  | Shirley Boys High School | North Parade, Richmond Christchurch | YGNIS |  | Firetube | 2002 | 1 | Hot Water | [8 empty] | 80 | Oil/Diesel |  |  |  |  | 0.9 |  | Christchurch | Canterbury | 172.6609 | -43.5126
Education | P802100 | Silverstream Primary | Whitemans Road, Silverstream | [15 empty] | Electricity | [6 empty] | Silverstream | Wellington |  |  |  | Govt School | 1
Education | P802100 | Silverstream Primary | Whitemans Road, Silverstream | [15 empty] | Natural gas | [6 empty] | Silverstream | Wellington |  |  |  | Govt School | 1
Education |  | Sir Douglas Bader Intermediate | Court Town Close, Mangere | [15 empty] | Coal Huntly peas | [6 empty] | Mangere | Auckland |  |  |  | Govt School | 1
Education |  | Sir Edmund Hillary Collegiate | 2 Franklyne Road, Otara, Auckland | YGNIS |  |  | 2002 | 1 | Hot Water |  | 1.8 |  |  |  | 0.6 |  |  | 75 | Gas |  |  |  |  | 0.86 | 132.614 | Auckland | Auckland | 174.8762 | -36.9506
Education |  | Solway School | NO BOILER | [15 empty] | NB | [6 empty] | Masterton |  |  |  | No boiler |  | 0
Education |  | Somerset Crescent School | 45 Somerset Crescent, Palmerston North | [22 empty] | Palmerston North | [5 empty] | 1
Education |  | South Auckland SDA School | 42a Puhinui Road, Papatoetoe |  |  | Watertube | 2007-08-01 | [11 empty] | Electricity | [6 empty] | Papatoetoe | Auckland |  |  |  | Govt School | 1
Education |  | South End | NO BOILER |  |  |  | 2009 | 0.03 | [10 empty] | Electricity | [6 empty] | Carterton | Masterton DC |  |  | 30 kw (Heat pump) | Govt School | 1
Education |  | South End | 275 High Street South, Carterton |  |  |  | 2000 |  | 2406 HP | [9 empty] | Coal Ohai peas | [6 empty] | Carterton | Masterton DC |  |  |  | Govt School | 1
Education |  | South Wellington Intermediate School | 30 Waripori Street, Newtown, Wellington | [22 empty] | Wellington | Wellington |  |  |  | Govt School | 1
Education |  | SOUTH WESTLAND AREA School | Hari Hari | BOAG 48/10 |  | Watertube | 1991 |  | Hot Water | [9 empty] | COAL - Blend 2
Education |  | South Westland Area School | Whanganui Flat Road, Hari Hari |  |  | Watertube | 2009 | [18 empty] | Hari Hari | [5 empty] | 1
Education |  | SOUTHBROOK School | Rangiora | TAYMAC HEATPAK 3605 |  | Watertube | 1994 | 0.125 | Hot Water |  | 0.5 |  |  |  | 0.03 |  |  | 70 | Coal |  |  |  |  | 0.75 | 13.1328
Education |  | SOUTHLAND ADVENTIST CHRISTIAN School | Invercargill | DOHERTY |  | Watertube | 1998 | 0.25 | Hot Water | [5 empty] | 0.4 |  |  | 45 | Lignite
Education |  | Southland Boys High School | 181 Herbert Street, Invercargill 9810 | TAYLOR |  | Watertube | 1993 | 1.3 | Hot Water | [5 empty] | 0.156 |  |  | 80 | COAL / LIGNITE MIX | [6 empty] | Invercargill | Southland | 168.3578 | -46.3952
Education |  | Southland Girls High School | 328 Tweed Street, Georgetown, Invercargill | Taylors |  | Watertube | 2004 | 1.32 | [10 empty] | Coal Reefton blend | [6 empty] | Invercargill | Southland | 168.3655 | -46.4176 |  | Govt School | 1
Education |  | Southland Girls High School | 328 Tweed Street, Georgetown, Invercargill | Taylors |  | Watertube | 2008 | 0.75 | [10 empty] | Coal Reefton blend | [6 empty] | Invercargill | Southland | 168.3655 | -46.4176 |  | Govt School | 1
Education |  | Southland Girls High School | 328 Tweed Street, Georgetown, Invercargill | [15 empty] | Electricity | [6 empty] | Invercargill | Southland |  |  |  | Govt School | 1
Education | P802100 | SPREYDON PRIMARY School | SPREYDON Christchurch | AQUATHERM YGNIS |  |  | 2004 | 0.35 | Hot Water |  | 5 |  |  |  | 0.14 |  |  | 72 | Oil/Diesel
Education |  | SPRINGLANDS School | Blenheim | CUDDON |  |  | 1996 | 0.17 | Hot Water | [5 empty] | 0.0935 |  |  | 80 | Coal |  |  |  |  | 0.8 | 38.3724
Education |  | ST ALBANS School | ST ALBANS Christchurch | AQUATHERM YGNIS |  | Firetube | 2003 | 0.25 | Hot Water |  | 5 |  |  |  | 0.125 |  |  | 70 | Oil/Diesel |  |  |  |  | 0.92 | 33.9946
Education | P810200 | St Bedes College | 210 Main North Road, Christchurch | [22 empty] | Christchurch | Canterbury |  |  |  | Govt School | 1
Education | P810200 | St Bernards's College | 183 Waterloo Rd, Lower Hutt | [15 empty] | Gas | [6 empty] | Lower Hutt | Wellington |  |  |  | Private School | 1
Education | P810200 | St Bernards's College | 183 Waterloo Rd, Lower Hutt | [15 empty] | Electricity | [6 empty] | Lower Hutt | Wellington |  |  |  | Private School | 1
Education |  | ST CANICES School | NO BOILER |  |  |  | 2008 | [11 empty] | Electricity | [10 empty] | No Boiler - electrical heating
Education | P810200 | ST CATHERINES COLLEGE | Kilbirnie, WELLINGTON | BOAG 48/10 |  | Waterwall | 1968 |  | Hot Water | [8 empty] | 65 | Gas
Education |  | St Clair School | Richardson St Dunedin |  |  |  |  | 0.44 | [10 empty] | Coal | 37? | tonnes |  |  |  |  | Dunedin | Otago
Education | P810200 | St Cuthbert's College | 122 Market Road, Auckland | [15 empty] | Electricity | [6 empty] | Auckland | Auckland |  |  |  | Private School | Various
Education | P810200 | ST DOMINICS COLLEGE | NO BOILER |  |  |  | 2008 | [11 empty] | Electricity | [10 empty] | No Boiler - electrical heating
Education |  | St Hildas Collegiate School | 2 Cobden Street, Dunedin | [15 empty] | Electricity | [6 empty] | Dunedin | Otago |  |  |  | Private School | 1
Education | P810200 | St Johns College | 85 Hillcrest Rd, Hamilton | [15 empty] | Electricity | [6 empty] | Hamilton | Waikato |  |  |  | Private School | 1
Education |  | St Josephs Catholic School | Grey St., Opotiki | [15 empty] | Electricity | [6 empty] | Opotiki | Bay of Plenty |  |  |  | Private School | 1
Education |  | St Joseph's Catholic School Matata | Wilson Street, Matata | [15 empty] | Electricity | [6 empty] | Whakatane | Bay of Plenty |  |  |  | Private School | Various
Education |  | St Joseph's Catholic School, Hamilton | 88 Clarkin Road, Hamilton | [15 empty] | Electricity | [6 empty] | Hamilton | Waikato |  |  | intermittently - last six units 12 months ago | Private School | 1
Education |  | St Joseph's School | 101 King Street, Whakatane | [15 empty] | Electricity | [6 empty] | Whakatane | Bay of Plenty |  |  |  | Private School | 1
Education |  | St Joseph's Upper Hutt | NO BOILER | [15 empty] | NB | [6 empty] | Upper Hutt | Wellington |  |  | No boiler | Private School | No boiler
Education |  | St Kevins College | Taward St Oamaru |  |  |  |  | 0.12 | [10 empty] | LFO | 28000? | litres |  |  |  |  | Oamaru | Otago | 170.9856 | -45.0712
Education |  | St Margarets College | Leith St Dunedin |  |  |  |  | 0.61 | [10 empty] | Coal | 220? | tonnes |  |  |  |  | Dunedin | Otago | 170.515 | -45.8659 | 2007 CRL study
Education |  | St Mark's School | 33 Cholmondeley Avenue, Christchurch | [15 empty] | Electricity | [6 empty] | Christchurch | Canterbury |  |  | Stage 1: 1980s approx. Stage 2: 2006 | Private School | 1
Education |  | ST MARYS CATHOLIC School | Rotorua | HYDROTHERM |  |  | 1988 | 0.07 | Hot Water | [5 empty] | 0.28224 |  |  | 110 | Gas
Education |  | St Mary's Catholic School Rotorua | 37 Carnot Street, Rotorua | [15 empty] | Natural gas | [6 empty] | Rotorua | Bay of Plenty |  |  |  | Private School | 1
Education |  | St Mary's Catholic School Rotorua | 37 Carnot Street, Rotorua | [15 empty] | Electricity | [6 empty] | Rotorua | Bay of Plenty |  |  |  | Private School | 1
Education | P810200 | ST PATRICKS COLLEGE WELLINGTON | Kilbirnie, WELLINGTON | HOVAL |  | water jacket | 1979 | 0.4 | Hot Water |  | 6 |  |  |  | 0.392 |  |  | 80 | Gas |  |  |  |  | 0.81 | 91.9893
Education |  | St Patrick's School Bryndwr | 57 Plynlimon Road, Christchurch | [15 empty] | Electricity | [6 empty] | Christchurch | Canterbury |  |  |  | Private School | Other
Education |  | St Peters College Gore | 121Kakapo Street, Gore |  |  |  | Refurbished 2006 i believe | [11 empty] | Lignite | [6 empty] | Gore | Southland |  |  |  | Govt School | 1
Education |  | St Peters College Gore | NO BOILER |  |  |  | 2010 | [11 empty] | Electricity | [6 empty] | Gore | Southland |  |  | heatpump single room | Govt School | 1
Education |  | St Peters College Gore | NO BOILER |  |  |  | 2010 | [11 empty] | Electricity | [6 empty] | Gore | Southland |  |  | heatpump single room | Govt School | 1
Education |  | St Peters College Gore | NO BOILER | [15 empty] | Electricity | [6 empty] | Gore | Southland |  |  | heatpump single room | Govt School | 1
Education |  | St Peters College Gore | 121Kakapo Street, Gore | Gamma 15 diesel boiler | [14 empty] | Diesel | [6 empty] | Gore | Southland |  |  |  | Govt School | 1
Education |  | St Thomas's School | 113 Allum Street, Kohimarama, Auckland |  |  |  | 2011 | [11 empty] | Natural gas | [6 empty] | Auckland | Auckland | 174.8422 | -36.8627 |  | Govt School | 1
Education |  | St. Canice's School | NO BOILER | [15 empty] | NB | [6 empty] | Westport |  |  |  | No boiler |  | 0
Education |  | St. Thomas's School | 113 Allum Street, Kohimarama, Auckland | BEACON 104 |  | Watertube | 1988 | 0.165 | Hot Water |  | 2 |  |  |  | 0.0462 |  |  | 70 | Coal Ohai Peas | [8 empty] | 174.8422 | -36.8627
Education |  | Stanhope Rd School | 2B Harris Rd Mt Wellington, Auckland |  |  |  | 1995 | 0.872 | [10 empty] | Natural gas | [6 empty] | Auckland | Auckland | 174.8313 | -36.8956 |  | Govt School
Education | P802100 | Stanmore Bay Primary School | 32 Waiora Road, Stanmore Bay, Wangaparaoa |  |  |  | 2005 | 0.202 | [10 empty] | Natural gas | [6 empty] | Whangaparaoa | Auckland | 174.7272 | -36.6235 | wandrews@stanmore.School.nz | Govt School | 1
Education | P802100 | Stanmore Bay Primary School | 32 Waiora Road, Stanmore Bay, Wangaparaoa | Ecoflame Single Stage |  | Watertube | 2004 | 0.2 |  |  | 3 |  |  |  | 0.036 |  |  | 69 | Gas | [8 empty] | 174.7272 | -36.6235
Education |  | Star of the Sea School | 14 Oakridge Way, Howick Auckland | [22 empty] | Auckland | Auckland |  |  |  | Private School | Other
Education |  | Stoke School | 601 Main Rd Stoke Nelson | [15 empty] | Diesel | [6 empty] | Nelson |  |  |  | 2006 NCC inventory
Education |  | Stratford High School | Swansea Road Stratford | Allen Ygnis | AYMK3 | Watertube | 1979 | 1.17 | [10 empty] | gas |  |  |  |  | N/A |  | Stratford |  | 174.296 | -39.3396 | This unit was origionally a Coal fired unit from 1957 to 1979 then converted & upgraded to natural Gas. Low pressure water pressure unit. School ex heating units = Hall heating unit=aircon forced air unit, indoor instulation, Twin (Gas) unit output 108k |  | 1
Education |  | Sumner School | NO BOILER | [15 empty] | electricity | [10 empty] | No Boiler - Heatpumps
Education | P802100 | Sunset Primary School | Sunset Road, Sunset, Rotorua |  |  | Watertube | 1965 | 0.175 | Hot Water | [5 empty] | 0.035 |  |  | 49 | Wood Pellets |  |  |  |  | 0.8 | 0 | Rotorua | Bay of Plenty | 176.2497 | -38.1368
Education |  | Sutton Park School | 89 Vine Street, Mangere East, Auckland | HOVAL |  |  | 1982 |  | Hot Water |  | 3 | [6 empty] | 66 | Gas | [6 empty] | Mangere | Auckland | 174.8219 | -36.9571
Education |  | Tahuna Intermediate School | Auld Street Dunedin | [15 empty] | Wood | [6 empty] | Dunedin | Otago
Education |  | Tahuna School | TAHUNA School | [15 empty] | Coal
Education |  | Taikura Rudolf Steiner School | 515 Nelson St Nth Hatings | [15 empty] | Natural gas | [6 empty] | Hastings |  |  |  |  | Maori School | 1
Education |  | Taikura Rudolf Steiner School | 515 Nelson St Nth Hatings | [15 empty] | Natural gas | [6 empty] | Hastings |  |  |  |  | Maori School | 1
Education |  | Tainui School | Tainui Road Dunedin |  |  |  |  | 0.15 | [10 empty] | Coal | 14? | tonnes |  |  |  |  | Dunedin | Otago
Education |  | Taipa Area School | NO BOILER |  |  |  | 2008 | [11 empty] | electricity | [10 empty] | No Boiler - electrical heating
Education | P802100 | Takaka Primary | 9 Wadsworth Street, Takaka | [22 empty] | Takaka | [5 empty] | 1
Education |  | Takanini School | 39 Takanini School Road Takanini |  |  |  | 1996 | 0.125 | [17 empty] | Takanini Auckland |  | 174.9242 | -37.0389 | This year we have had the boiler and pipes checked and serviced by Tubman heating which has not happened in a long time as we needed to find someone who knew enough about the boiler to make a difference. We are looking to change our boiler this year to ga |  | 1
Education |  | Takapau | Charles Street, Takapau |  |  |  | 2009-01-01 | [11 empty] | Electricity | [6 empty] | Takapau |  |  |  |  | Maori School | Other
Education | P802100 | Takapuna Primary School | 23 Auburn Street, Takapuna | [15 empty] | Natural gas | [6 empty] | Takapuna |  |  |  |  | Govt School | 1
Education | P802100 | Takapuna Primary School | 23 Auburn Street, Takapuna | [15 empty] | Electricity | [6 empty] | Takapuna |  |  |  |  | Govt School | 1
Education |  | Takupau School | Charles Street, Takupau | RADCO |  | Firetube | 1953 |  | Hot Water |  | 0.3 | [6 empty] | 75 | Coal | [6 empty] | Takapau | Hawkes Bay | 176.3468 | -40.0262
Education |  | Tamatea High School | TAMATEA Napier | uncertain |  | Waterwall | 1974 |  | Hot Water | [9 empty] | Coal
Education | P810200 | Tangaroa College | 68 Dawson Road Otara, Manukau City, Auckland | HEATPAK |  |  | 1978 | [5 empty] | 4 | 80 |  | y |  |  | Coal | [6 empty] | Manukau City | Auckland | 174.8926 | -36.9749
Education |  | Taoroa | 42 Pukeokahu Road, Taihape | [15 empty] | Electricity | [6 empty] | Taihape | Manawatu-Whanganui |  |  |  | Maori School | 1
Education |  | Taradale High School | NO BOILER |  |  |  | 2008 | [11 empty] | Electricity | [6 empty] | Napier | Hawkes Bay |  |  | No Boiler - Heatpumps
Education |  | Taradale High School | NO BOILER | [15 empty] | Electricity | [6 empty] | Napier | Hawkes Bay |  |  |  | Govt School | Other
Education | P810200 | Tararua College | Churchill Street, Pahiatua | HOVAL |  | Watertube | 1986 | 0.4 | Hot Water |  | 7.2 |  |  |  | 0.24 |  |  | 75 | Gas |  |  |  |  | 0.9 | 50.688 | Pahiatua | Wairarapa DC | 175.8355 | -40.4564
Education | P802100 | Target Road Primary School | 80 Target Road Sunnynook, Glenfield North Shore 0629 | H&P |  | Watertube | 1973 |  | Hot Water | [8 empty] | 22 | HUNTLY PEA COAL | [6 empty] | North Shore City | Auckland | 174.7321 | -36.7632
Education | P810200 | Tauhara College | Invergarry Road, Hilltop 3330 Taupo | YGNIS AQUATHERM |  | Watertube | 1998 | 0.75 | Hot Water |  | 5 |  |  |  | 0.9 |  |  | 80 | Gas | [6 empty] | Taupo | Waikato | 176.1063 | -38.6967
Education | P802100 | Taumarunui Primary School | NO BOILER | [15 empty] | NB | [6 empty] | Taumarunui |  |  |  | No boiler |  | 0
Education |  | Taupaki School | NO BOILER | [15 empty] | NB | [6 empty] | RD2 Henderson |  |  |  | No boiler |  | 0
Education |  | TAUPO INTERMEDIATE School | TAUPO |  |  | Waterwall | 1983 |  | Hot Water | [9 empty] | Coal
Education | P810200 | Tauranga Girls College | 930 Cameron Road, Gate Pa, Tauranga |  |  | Firetube | Late 1990s | [11 empty] | Natural Gas | [6 empty] | Tauranga | Bay of Plenty |  |  |  | Govt School | 1
Education | P810200 | Tauranga Girls College | 930 Cameron Road, Gate Pa, Tauranga |  |  | Firetube | 2001 | [11 empty] | Natural Gas | [6 empty] | Tauranga | Bay of Plenty |  |  |  | Govt School | 1
Education | P810200 | Tauranga Girls College | 930 Cameron Road, Gate Pa, Tauranga |  |  | Firetube | 2000 | [11 empty] | Natural Gas | [6 empty] | Tauranga | Bay of Plenty |  |  |  | Govt School | 1
Education |  | TAURANGA INTERMEDIATE School | TAURANGA | NEW ROBIN SENIOR |  | Watertube | 1961 |  | Hot Water |  | 10 | [6 empty] | 70 | coal OHAI PEAS |  |  |  |  | 0.8
Education |  | TAURAROA AREA School | TAUROA | BEACON |  | cross tube vertical baler | 1982 |  | Hot Water |  | 0.43 | [6 empty] | 82 | Coal
Education | P810200 | TE AROHA COLLEGE | TE AROAHA | ROBIN HOOD |  | Waterwall | 1955 |  | Hot Water | [8 empty] | 58 | coal OHAI PEAS
Education | P810200 | Te Aroha College | 104 Stanley Ave., Te Aroha |  |  | Water tube | 1958 |  |  |  |  | 1721000 BTU/hr output | [6 empty] | Coal Huntly peas | [6 empty] | Te Aroha | Waikato |  |  |  | Govt School | 1
Education | P802100 | Te Aroha Primary School | 56 Whitaker Street, Te Aroha |  |  | Water tube | 2008 | [11 empty] | Wood pellets | [6 empty] | Te Aroha | Waikato |  |  | conversion from coal to wood pelletts in May 2008 | Maori School | 1
Education |  | Te Awamutu College | 938 Alexandra Street, Te Awamutu | AQUATHERM YGNIS |  | Firetube | 1995 | 0.95 | Hot Water |  | 5 |  |  |  | 0.57 |  |  | 80 | Gas |  |  |  |  | 0.84 | 128.9829 | Te Awamutu | Waikato | 175.3158 | -38.0068
Education | P810200 | Te Awamutu College | 938 Alexandra Street, Te Awamutu | [15 empty] | Electricity | [6 empty] | Te Awamutu | Waikato | 175.3158 | -38.0068 |  | Govt School | 1
Education | P810200 | Te Awamutu College | 938 Alexandra Street, Te Awamutu | [15 empty] | Natural gas | [6 empty] | Te Awamutu | Waikato | 175.3158 | -38.0068 |  | Govt School | 1
Education |  | TE KAO School | Kaitaia | HEATSERVE |  | Watertube | 1968 | 0.088 | Hot Water | [9 empty] | Coal
Education |  | Te Karaka Pre School | Kanakanaia Road, Te Karaka | [15 empty] | Electricity | [6 empty] | Te Karaka | Gisborne |  |  |  | Maori School | 1
Education |  | Te Kauwhata | NO BOILER | [15 empty] | NB | [6 empty] | Te Kauwhata | Waikato |  |  | No boiler | Maori School | No boiler
Education | P810200 | Te Kauwhata College | 50-64 Waerenga Road, Te Kauwhata |  |  |  | 2004-04-01 |  | hot water | [9 empty] | Diesel | 300 L | [5 empty] | Te Kauwhata | Waikato |  |  |  | Maori School | 1
Education | P802100 | Te Kuiti PRIMARY School | Te Kuiti | HEATPAK |  | Watertube | 1970 |  | Hot Water |  | 4.5 | [6 empty] | 75 | coal OHAI PEAS |  |  |  |  | 0.6
Education |  | Te Kura Kaupapa Maori o Te Matai | 309 State Highway 2 Waitangi, Te Puke | [15 empty] | Electricity | [6 empty] | Te Puke | Bay of Plenty |  |  |  | Maori School | 1
Education |  | Te Kura Kaupapa Maori o te Wananga Whare Tapere o Takitimu | 706 Albert Street, Hastings |  |  |  | 1905-07-02 | [11 empty] | Electricity | [6 empty] | Hastings | Hawkes Bay |  |  |  | Maori School | Various
Education |  | Te Kura Maori o Nga Tapuwae | NO BOILER | [15 empty] | NB | [6 empty] | Auckland | Auckland |  |  | No boiler | Maori School | No boiler
Education |  | Te Kura o Hata Maria | 42 Te Riha Rd, Pawarenga | [15 empty] | Electricity | [6 empty] | Pawarenga | Northland |  |  |  | Maori School | 1
Education |  | TE KURA O HIRANGI School | Turangi | H&P |  | Watertube | 1968 | 0.0017 | Hot Water | [5 empty] | 0.00068 |  |  | 80 | Coal |  |  |  |  | 0.9 | 0.24806
Education |  | Te Kura o Matapihi | NO BOILER | [15 empty] | NB | [6 empty] | Tauranga | Bay of Plenty |  |  | No boiler | Maori School | No boiler
Education |  | Te Kura o Ngati Haua | NO BOILER | [15 empty] | NB | [6 empty] | Cambridge |  |  |  | No boiler |  | 0
Education |  | TE KURA O OTANGAREI School | NO BOILER |  |  |  | 2008 | [11 empty] | electricity | [10 empty] | No Boiler - Heatpumps
Education |  | Te Kura o Te Paroa | NO BOILER | [15 empty] | NB | [6 empty] | Whakatane | Bay of Plenty |  |  | No boiler | Maori School | No boiler
Education |  | TE KURA O TE TEKO School | NO BOILER |  |  |  | 2008 | [11 empty] | electricity | [10 empty] | No Boiler - Heatpumps
Education |  | Te Kura o Waikare | NO BOILER | [15 empty] | NB | [6 empty] | Kawakawa | Northland |  |  | No boiler | Maori School | No boiler
Education |  | TE MATA School | NO BOILER |  |  |  | 2008 | [11 empty] | electricity | [10 empty] | No Boiler - Heatpumps
Education |  | Te Papapa School | 219 Mt Smart Road, Onehunga | [15 empty] | Natural Gas | [6 empty] | Onehunga | Auckland |  |  |  | Maori School | 1
Education |  | Te Puke Intermediate | Stopford Road, Te Poi, Matamata | [15 empty] | Wood waste | [6 empty] | Te Puke | Bay of Plenty |  |  |  | Maori School | 1
Education |  | Te Waha o Rerekohu Area School | 3 Arewhana Street, Te Araroa |  |  |  | 2010-03-01 | [11 empty] | Electricity | [6 empty] | Te Araroa | Gisborne |  |  |  | Maori School | Various
Education |  | Te Waka Huruhurumanu ki Otautahi | 18 Williams St., Christchurch |  |  |  | 2002 | [11 empty] | Electricity | [6 empty] | Christchurch | Canterbury |  |  |  | Maori School | Various
Education |  | Te Wharekura o Te Kaokaoroa o Patetere | 117 Buckland Street, Putaruru |  |  | Firetube | [12 empty] | Coal Huntly peas | [6 empty] | Putaruru | Waikato |  |  |  | Maori School | 1
Education |  | Te Wharekura o Te Kaokaoroa o Patetere | 117 Buckland Street, Putaruru | [15 empty] | Natural gas | [6 empty] | Putaruru | Waikato |  |  |  | Maori School | 1
Education |  | Te Wharekura o Te Kaokaoroa o Patetere | 117 Buckland Street, Putaruru | [15 empty] | Electricity | [6 empty] | Putaruru | Waikato |  |  |  | Maori School | 1
Education |  | Templeton | 40 Kirk Rd Christchurch | [15 empty] | Electricity | [6 empty] | Christchurch | Canterbury |  |  |  | Govt School | 1
Education |  | Thames High School | 400 Sealey Street Thames |  |  |  | 2009 | [11 empty] | Wood waste | [6 empty] | Thames | Waikato |  |  |  | Govt School | 1
Education |  | THAMES School | THAMES | HAMILTON |  |  | 1965 | 0.105 | Hot Water | [5 empty] | 0.021 |  |  | 80 | Coal chips/fines
Education |  | THE CATLINS AREA School | Owaka | BOAG 48/10 |  | Watertube | 1982 |  | Hot Water | [8 empty] | 65 | kai point coal
Education |  | THE TERRACE School | NO BOILER |  |  |  | 2008 | [11 empty] | Electricity | [10 empty] | No boiler - nightstores and heaters
Education |  | Thorrington School | 22a Colombo St, Christchurch | Taymac 36 | Taylor 200TMU | Watertube | 1995 | [18 empty] | Christchurch | [5 empty] | 1
Education | P802100 | Tiaho Primary School | NO BOILER | [15 empty] | NB | [6 empty] | Wairoa | Hawkes Bay |  |  | No boiler | Govt School | No boiler
Education |  | Tikipunga High School | Corks Rd, Whangarei |  |  | watertube | 1975 | [11 empty] | Coal Huntly peas | [6 empty] | Whangarei | Northland |  |  |  | Govt School | 1
Education |  | Tikorangi School | NO BOILER | [15 empty] | NB | [6 empty] | Waitara |  |  |  | No boiler |  | 0
Education |  | TIMARU GIRLS HIGH School | TIMARU | HAMILTON HEATPAK |  |  | 1979 | 0.513 | [6 empty] | 0.64638 |  |  |  | coal OHAI PEAS
Education | P802100 | TIRIMOANA PRIMARY School | Te Atatu South, Auckland | H&P |  | Watertube | 1969 | 0.15 | Hot Water |  | 1.4 |  |  |  | 0.06 |  |  | 80 | Coal
Education |  | Tirimoana School | 34 Kokiri Street, Te Atatu South | [15 empty] | Coal Huntly peas | [6 empty] | Waitakere | Auckland |  |  |  | Govt School | 1
Education |  | Tirimoana School | 34 Kokiri Street, Te Atatu South | [15 empty] | Electricity | [6 empty] | Waitakere | Auckland |  |  |  | Govt School | 1
Education |  | TISBURY School | Invercargill | RADCO |  | Watertube |  |  | Hot Water |  | 6.9 | [6 empty] | 38 | coal OHAI PEAS
Education |  | Titahi Bay Intermediate | Kahutea Terrace, Porirua | [15 empty] | Natural gas | [6 empty] | Porirua | Wellington |  |  |  | Govt School | 1
Education |  | TKKM RUAMATA School | NO BOILER |  |  |  | 2008 | [11 empty] | Electricity | [10 empty] | No Boiler - electrical heating
Education |  | TOKOMAIRIRO HIGH School | Milton, OTAGO | HAMILTON |  | Watertube | 2000 | 0.25 | Hot Water |  | 5 |  |  |  | 0.2 |  |  | 66 | coal OHAI PEAS |  |  |  |  | 0.6 | 109.44
Education |  | TOKOROA Central School | TOKOROA | HOVAL |  | Waterwall | 1988 |  | Hot Water | [8 empty] | 70 | Gas
Education |  | Tokoroa Central School | NO BOILER | [15 empty] | NB | [6 empty] | Tokroa | Waikato |  |  | No boiler | Govt School | No boiler
Education |  | TOLAGA BAY AREA School | NO BOILER |  |  |  | 2008 | [11 empty] | Electricity | [10 empty] | No Boiler - Heatpumps
Education |  | TONGARIRO School | Turangi | BOAG 48/10 |  | Watertube | 1988 |  |  |  | 3 | [6 empty] | 70 | Coal |  |  |  |  | 0.85
Education | P802100 | TRENTHAM PRIMARY School | TRENTHAM UPPER HUTT | PENSOTTI E60 SANGIORIO REGENCY |  |  |  | 0.0698 | Hot Water |  | 4 | [6 empty] | 90 | Gas
Education | P802100 | TRENTHAM PRIMARY School | TRENTHAM UPPER HUTT |  |  |  | 2008
Education |  | Trident High School | Arawa Rd, Whakatane | [15 empty] | Electricity | [6 empty] | Whakatane | Bay of Plenty |  |  |  | Govt School | Various
Education | P810200 | Tuakau College | Elizabeth St. Tuakau |  |  | Watertube | 1974 | [11 empty] | Diesel | [6 empty] | Tuakau | Auckland |  |  |  | Maori School | 1
Education | P810200 | Tuakau College | NO BOILER |  |  |  | as blocks completed | [11 empty] | Electricity | [6 empty] | Tuakau | Auckland |  |  | Heat Pumps varying kW | Maori School | 1
Education | P802100 | TUAKAU PRIMARY School | TUAKAU | BEACON |  | Watertube | 1978 | 0.165 | Hot Water |  | 2 |  |  |  | 0.086625 |  |  | 80 | coal OHAI PEAS
Education | P810200 | TUATAPERE COMMUNITY COLLEGE | TUATAPERE | BOAG 48/10 |  | Watertube | 1983 |  | Hot Water | [8 empty] | 65 | Coal
Education |  | TUI GLEN School | Stokes Valley, LOWER HUTT | REGENCY GBS SERIES 2 |  | Watertube | 1998 | 0.2 | Hot Water | [5 empty] | 0.064 |  |  | 80 | Gas |  |  |  |  | 0.8 | 15.2064
Education |  | Tuturumuri | RD 2 White Rock Road, Martinborough | [15 empty] | Electricity | [6 empty] | Martinborough | Wairarapa DC |  |  |  | Maori School | 1
Education | P810200 | University College | Leith St Dunedin |  |  |  |  | 1 | HW | [9 empty] | Coal | 550? | tonnes |  |  |  |  | Dunedin | Otago | 170.514 | -45.8659 | 2007 CRL study
Education | P810200 | University College | Leith St Dunedin |  |  |  |  | 0.7 | HW | [9 empty] | Diesel | 40000? | litres |  |  |  |  | Dunedin | Otago | 170.515 | -45.8659 | 2005 ORC inventory
Education | P802100 | Upper Hutt Primary | Martin St. Upper Hutt | [15 empty] | Electricity | [6 empty] | Upper Hutt | Wellington |  |  |  | Govt School | Various
Education |  | VALLEY School | Pukekohe, Auckland | H&P |  | Waterwall |  | 0.1 | Hot Water |  | 1.7 |  |  |  | 0.04 |  |  | 70 | coal OHAI PEAS
Education | P810200 | Verdon College | Rockdale Road Invercargill | AQUATHERM |  | Watertube | 1985 | 0.9 | Hot Water |  | 2.2 |  |  |  | 0.8505 |  |  | 110 | Electricity | [6 empty] | Invercargill | Southland | 168.3993 | -46.4255
Education |  | Victory Primary School | 214 Vanguard Street, Nelson South |  |  | Firetube | 1996 | 0.3 | [10 empty] | Nelson Growers Blend (Coal) | [6 empty] | Nelson | Nelson | 173.2696 | -41.2838 |  | Govt School | 1
Education |  | Victory School | 214 Vanguard St Nelson | [15 empty] | Coal |  | tonnes |  |  |  |  | nelson |  |  |  | 2006 NCC inventory with Sollys updated tonnage
Education |  | WA ORA MONTESSORI School | NO BOILER |  |  |  | 2008 | [11 empty] | LPG | [10 empty] | No Boiler - gas heaters
Education |  | Waerenga-o-Kuri School | 1763 Tiniroto Rd, Gisborne |  |  |  | 2000 | [11 empty] | Electricity | [6 empty] | Gisborne | Hawkes Bay |  |  |  | Maori School | 1
Education |  | Waerenga-o-Kuri School | 1763 Tiniroto Rd, Gisborne |  |  |  | 2008 | [11 empty] | Electricity | [6 empty] | Gisborne | Hawkes Bay |  |  |  | Maori School | 1
Education |  | Waianiwa School | 244 Argyle-Otahuti Rd, Invercargill | Sime |  |  | 2010 | 0.17 | [10 empty] | Diesel | [6 empty] | Invercargill | Southland |  |  |  | Govt School | 1
Education |  | Waiheke High School | 11 Donald Bruce Rd. Waiheke Island | [15 empty] | Coal Huntly peas | [6 empty] | Waiheke Island | Auckland |  |  |  | Govt School | 1
Education | P810200 | Waihi College | Kensington Road, Waihi |  |  | Firetube | 1985 | [11 empty] | Coal Huntly peas | [6 empty] | Waihi | Waikato |  |  |  | Govt School | 1
Education | P810200 | Waihi College | Kensington Road, Waihi |  |  |  | 2008 | [11 empty] | Electricity | [6 empty] | Waihi | Waikato |  |  |  | Govt School | 1
Education |  | Waikaia | 22 Leamington, Waikaia |  | Aquatherm |  | 1986 | 0.02 | [17 empty] | Waikaia | Southland |  |  |  | Maori School | 1
Education |  | Waikaka School | Matheson Road, Waikaka | Britannia |  |  | 1902s | [18 empty] | Waikaka | [5 empty] | 1
Education |  | Waikato Montessori Education Centre | 267 Newell Rd, Hamilton |  |  |  |  | 0.03 | [17 empty] | Hamilton | Waikato |  |  |  | ECE | 1
Education |  | WAIKITE VALLEY School | Rotorua | HEATSERVE |  |  | 2008 |  | Hot Water |  | 4.8 | [6 empty] | 70 | Coal
Education | P810200 | WAIKOHU COLLEGE | Te Karaka | RADCO |  | Waterwall | 1978 |  | Hot Water | [9 empty] | coal OHAI PEAS
Education |  | WAIKOUAITI School | WAIKOUAITI | ROBIN HOOD |  |  | 1955 |  | Hot Water |  | 0.7 | [6 empty] | 43 | coal OHAI PEAS
Education | P802100 | Waikowhai Primary | 381 Hillsborough Road | [15 empty] | Electricity | [6 empty] | Hillsborough | Auckland |  |  |  | Govt School | Various
Education |  | Waikuku | NO BOILER | [15 empty] | NB | [6 empty] | Rangiora | Canterbury |  |  | No boiler | Govt School | No boiler
Education | P802100 | Waima Primary School |  |  |  |  | 2007 | [11 empty] | Electricity | [6 empty] | Kaikohe | Northland |  |  |  | Govt School | Various
Education |  | Waimana | 6 Raroa Road Waimana |  |  |  | Coal 1981 March | [11 empty] | Coal Huntly peas | [6 empty] | Whakatane | Bay of Plenty |  |  | Unsure boiler system 9 classroom radiator | Govt School | 1
Education |  | Waimana | NO BOILER |  |  |  | 2008 | [11 empty] | Electricity | [6 empty] | Waimana | Bay of Plenty |  |  | 4 Heat pump 2008 January | Govt School | 1
Education |  | WAIMATE HIGH School | WAIMATE | TAYMAC |  | Waterwall | 2007 |  | Hot Water |  | 4.4 | [6 empty] | 40 | COAL - Blend 2
Education |  | Waingaro School | 5844 SH 22, Waingaro |  |  |  | 2000 | [11 empty] | Electricity | [6 empty] | RD 1. Ngaruawahia | Waikato |  |  |  | Govt School | 1
Education |  | Waingaro School | 5844 SH 22, Waingaro |  |  |  | 2007 | [11 empty] | Electricity | [6 empty] | RD 1. Ngaruawahia | Waikato |  |  |  | Maori School | 1
Education |  | Wainui Beach School | NO BOILER | [15 empty] | NB | [6 empty] | Gisborne |  |  |  | No boiler |  | 0
Education | P810200 | Waiopehu College | Bartholomew Road, Levin | [22 empty] | Levin | Manawatu-Whanganui |  |  |  |  | 1
Education |  | Waiotahe Valley | Gabriels Gully Rd, Opotiki |  |  |  | 2007 | [11 empty] | Electricity | [6 empty] | Opotiki | Bay of Plenty |  |  |  | Maori School | Various
Education |  | Waiotira School | NO BOILER | [15 empty] | NB | [6 empty] | Whangarei | Manawatu-Whanganui |  |  | No boiler | Maori School | No boiler
Education | P802100 | WAIPAHIHI PRIMARY School | Taupo | RENDAMAX R30 |  |  | 2007 | 0.12 | Hot Water |  | 6 |  |  |  | 0.066 |  |  |  | Gas
Education | P802100 | WAIPU PRIMARY School | NO BOILER |  |  |  | 2008 | [11 empty] | Electricity | [10 empty] | No boiler - nightstores and heaters
Education |  | Wairau Intermediate | Becroft Drive, Auckland | [22 empty] | Auckland | Auckland |  |  |  | Govt School | 1
Education | P810200 | WAIROA COLLEGE | NO BOILER |  |  |  | 2008 | [11 empty] | Electricity | [10 empty] | No Boiler - Heatpumps
Education | P810200 | Waitakere College | 42 Rathgar Road, Waitakare 0610 | AQUATHERM YGNIS |  |  | 2006 | 0.95 | Hot Water |  | 0.35 |  |  |  | 0.38 |  |  |  | Gas | [8 empty] | 174.6211 | -36.8669
Education | P802100 | WAITAKERE PRIMARY School | WAITAKERE Auckland | CUDDON |  | Waterwall | 1970 |  | Hot Water |  | 1 | [6 empty] | 55 | coal OHAI PEAS
Education |  | Waitakere SDA School | 26 Corban Ave Henderson |  |  |  | 2010-01-01 | [11 empty] | Electricity | [6 empty] | Henderson | Auckland |  |  |  | Govt School | 1
Education |  | Waitaki Girls High School | 270 Thames Street Oamaru 9400 | TAYMAC |  |  | 2005 | 1.229 | Hot Water |  | 2 |  |  |  | 0.4916 |  |  | 82 | coal OHAI PEAS |  | tonnes |  |  | 0.75 | 215.2028 | Oamaru | Otago | 170.9749 | -45.0892
Education |  | WAITARA EAST School | NO BOILER |  |  |  | 2008 | [11 empty] | Electricity | [10 empty] | No Boiler - Heatpumps
Education |  | Waitati School | NO BOILER | [15 empty] | NB | [6 empty] | Waitati | Otago |  |  | No boiler | Govt School | 0
Education | P802100 | Waiuku Primary | 21 George Street. Waiuku | [15 empty] | Electricity | [6 empty] | Waiuku | Auckland |  |  |  | Govt School | 1
Education |  | Waiwera South | 16 May Street, Waiwera South | [15 empty] | Electricity | [6 empty] | Albany | Auckland |  |  |  | Govt School | Various
Education |  | WAKAARANGA School | Pakuranga, Auckland | FERROLI |  |  | 2003 |  | Hot Water |  | 0.025 | [6 empty] | 78 | Gas
Education |  | Wakaaranga School | NO BOILER | [15 empty] | NB | [6 empty] | Auckland | Auckland |  |  | No boiler | Govt School | 0
Education | P802100 | WATERLEA PRIMARY School | Mangere Bridge, Auckland | HAMILTON |  | Watertube | 1988 | 0.16 | Hot Water | [5 empty] | 0.0384 |  |  | 78 | Coal |  |  |  |  | 0.68 | 18.5404
Education |  | WAVERLEY Park School | Invercargill | CRANE WHITEHALL No.26 SECTIONAL BOILER |  | Waterwall | 1955 | 0.207 | Hot Water | [5 empty] | 0.26496 |  |  | 49 | coal OHAI PEAS |  |  |  |  | 0.6 | 144.9861
Education | P802100 | Weedons Primary | Weedons Ross Road, Christchurch |  |  |  | >2003 | [11 empty] | Electricity | [6 empty] | Christchurch | Canterbury | 172.3737 | -43.5062 | over several years before 2003 | Govt School | 1
Education | P802100 | Weedons Primary | Weedons Ross Road, Christchurch |  |  |  | 2004 | [11 empty] | Electricity | [6 empty] | Christchurch | Canterbury |  |  | over time 2004 - present | Govt School | 1
Education |  | WELBOURN School | New Plymouth | SANGIORGIO |  |  | 2008 | 0.27 | Hot Water |  | 5 |  |  |  | 0.0324 |  |  |  | Gas
Education |  | Welcome Bay School | 309 Welcome Bay Road, Welcome Bay |  |  | Watertube | 1979 | [11 empty] | Coal Huntly peas | [6 empty] | Tauranga | Bay of Plenty |  |  | coal boiler 175 working pressure | Govt School | 1
Education |  | Welcome Bay School | NO BOILER |  |  |  | 2009 | [11 empty] | Electricity | [6 empty] | Tauranga | Bay of Plenty |  |  | heat pumps various | Govt School | 1
Education |  | Welcome Bay School | NO BOILER | [15 empty] | Electricity | [6 empty] | Tauranga | Bay of Plenty |  |  | wall heaters various | Govt School | 1
Education |  | Wesley Intermediate | Sandringham Road Extn. Auckland |  |  |  | 2001?? | [11 empty] | Natural gas | [6 empty] | Auckland | Auckland |  |  |  | Govt School | 1
Education |  | Wesley Intermediate | NO BOILER |  |  |  | 2009? | [11 empty] | Electricity | [6 empty] | Auckland | Auckland |  |  | heat pumps | Govt School | 1
Education |  | West Eyreton | North Eyre Road, West Eyreton | [15 empty] | electricity | [6 empty] | West Eyreton | Canterbury |  |  |  | Govt School | Various
Education |  | West Harbour School | Oriel Ave.Massey Auckland | Cuddon Products Blenhiem | type b1 serial number 71078 | Watertube | [19 empty] | Auckland | Auckland |  |  |  | Govt School | 1
Education |  | WESTBRIDGE RESIDENTIAL School | MASSEY, Auckland | HOVAL |  | Waterwall | 1983 | [11 empty] | Gas
Education |  | Westbrook School | NO BOILER | [15 empty] | NB | [6 empty] | Rotorua | Bay of Plenty |  |  | No boiler | Govt School | No boiler
Education |  | WESTBURN School | Ilam, Christchurch | AQUATHERM YGNIS |  | Waterwall | 2000 | 0.2 | Hot Water |  | 5 |  |  |  | 0.07 |  |  | 68 | Oil/Diesel
Education | P810200 | WESTERN SPRINGS COLLEGE | Westmere | Energy Products International |  | Reverse Flame Fire Tube | 2008 | 0.6 | Hot Water |  | 1 |  |  |  | 0.153 |  |  | 76 | Gas |  |  |  |  | 0.92 | 31.6111
Education |  | Westland High School | Sale St Hokitika | BINDER | RRK 400--600 | Firetube | 2009 | 0.5 | [15 empty] | 16% |  | Hokitika |  | 170.973 | -42.7182 | The quality of fuel supplied can vary in moisture, wood type , and percentage of sawdust to chip. We have our fuel supplied from Christchurch as it seems there is not at this time, enough users of chip,on the westcoast to warrant the setting up a chipp |  | 1
Education |  | Westminster | 31 Westminster Gardens, North Shore, Auckland |  |  |  | 2000 | 0.004 | [10 empty] | Electricity | [6 empty] | North Shore | Auckland |  |  |  | Govt School | 1
Education |  | Westminster | 31 Westminster Gardens, North Shore, Auckland |  |  |  | 2004 | 0.001 | [10 empty] | Electricity | [6 empty] | North Shore | Auckland |  |  |  | Govt School | 1
Education |  | Weston School | Charles St Oamaru | [15 empty] | Coal | [6 empty] | Oamaru | Otago
Education |  | WESTPORT SOUTH School | WESTPORT SOUTH School | TAYMAC |  |  | 1996 | 0.3 | Hot Water |  | 4.4 |  |  |  | 0.06 |  |  | 60 | Coal
Education |  | WEYMOUTH INTERMEDIATE School | Manurewa, Auckland | HSV 75 CROSSWATER TUBE TYPE |  | Waterwall | 1988 | 0.3 | Hot Water |  | 0.6 |  |  |  | 0.08925 |  |  | 76 | HUNTLY PEA COAL |  |  |  |  | 0.72 | 40.698
Education | P802100 | Whanganui EAST PRIMARY School | Whanganui | AQUATHERM |  | Waterwall | 1988 |  | Hot Water |  | 5 | [6 empty] | 75 | Gas
Education |  | Whanganui HIGH School | Whanganui HIGH School - boiler 1 | SANGIORGIO |  | Watertube | 1995 | 0.084 | Hot Water |  | 5 |  |  |  | 0.0546 |  |  | 90 | Gas |  |  |  |  | 0.8 | 12.973
Education |  | Whanganui HIGH School | Whanganui HIGH School - boiler 2 | INFINITY 24 plus RINNAI |  | Watertube | 2000 | 0.053 | Hot Water | [5 empty] | 0.10335 |  |  | 60 | Gas
Education |  | Whangara School | 44 Pa Road, Gisborne |  |  |  | 2010 | 0.71 | [10 empty] | Electricity | [6 empty] | Gisborne | Hawkes Bay | 178.2155 | -38.5563 |  | Maori School | 1
Education |  | Whangara School | 44 Pa Road, Gisborne |  |  |  | 2005 | 0.6 | [10 empty] | Electricity | [6 empty] | Gisborne | Hawkes Bay | 178.2155 | -38.5563 |  | Maori School | 1
Education |  | Whangara School | 44 Pa Road, Gisborne |  |  |  | 2009 | 0.5 | [10 empty] | Electricity | [6 empty] | Gisborne | Hawkes Bay | 178.2155 | -38.5563 |  | Maori School | 1
Education |  | Whangarei Boys High School | Kent Road Whangarei | Hoval SR | 134 | Other | 1994 | 0.6 | [17 empty] | Whangarei | Northland |  |  |  |  | 1
Education |  | Whangarei intermediate School | NO BOILER | [15 empty] | NB | [6 empty] | Whangarei | Northland |  |  | No boiler | Maori School | 0
Education |  | WHARENUI School | Christchurch | TAYLOR |  |  | 1993 |  | Hot Water |  | 0.7 | [6 empty] | 72 | Coal
Education |  | Whataroa School | 65 Scally Road, Whataroa, West Coast | [15 empty] | Electricity | [6 empty] | Whataroa | West Coast |  |  |  | Maori School | 1
Education |  | Whataroa School | 65 Scally Road, Whataroa, West Coast | [15 empty] | Electricity | [6 empty] | Whataroa | West Coast |  |  |  | Maori School | 1
Education |  | Whataroa School | 65 Scally Road, Whataroa, West Coast | [15 empty] | Electricity | [6 empty] | Whataroa | West Coast |  |  |  | Maori School | 1
Education |  | Whataroa School | 65 Scally Road, Whataroa, West Coast | [15 empty] | Electricity | [6 empty] | Whataroa | West Coast |  |  |  | Maori School | 1
Education |  | Whenuakura | NO BOILER | [15 empty] | NB | [6 empty] | Patea | Taranaki |  |  | No boiler | Maori School | No boiler
Education |  | WHITIORA School | NO BOILER |  |  |  | 2006 | [11 empty] | Electricity | [10 empty] | No Boiler - electrical and gas heating
Education |  | Whitiora School | NO BOILER | [15 empty] | NB | [6 empty] | Hamilton | Waikato |  |  | No boiler | Govt School | 0
Education | P810200 | William Colenso College | 21 Armold Street Onekawa, Napier 4110 | VEKOS POWERMASTER |  | Watertube | 1975 | 0.98 | Hot Water |  | 3.4 |  |  |  | 0.4704 |  |  | 75 | Coal | [6 empty] | Napier | Hawkes Bay | 176.8956 | -39.5059
Education |  | Willow Park School | Northcote, Auckland | HSV 75 CROSSWATER TUBE TYPE |  | Watertube | 1967 | 0.22 | Hot Water |  | 1 |  |  |  | 0.0924 |  |  | 80 | Coal |  |  |  |  | 0.6 | 50.5613
Education |  | Willow Park School | Compton St Hillcrest Auckland | [22 empty] | Hillcrest | [5 empty] | 1
Education |  | Wilson School | 1A St Leonards Road, Takapuna, Auckland | [22 empty] | Takapuna | Auckland |  |  |  | Govt School | 1
Education |  | Winchester | 552 Ruahine Street, Palmerston North |  |  |  | 1999 | 0.278 | [10 empty] | Natural gas | [6 empty] | Palmerston North | Manawatu-Whanganui | 175.6429 | -40.3611 |  | Govt School | 1
Education |  | Winchester | NO BOILER | [15 empty] | Electricity | [6 empty] | Palmerston North | Manawatu-Whanganui |  |  | Various electric fan heaters | Govt School | 1
Education |  | Winchester Rural School | NO BOILER |  |  |  | 2006 | [11 empty] | Electtricity | [6 empty] | Timaru | Canterbury |  |  | 11 Heat pumps , 6 wall fan heaters | Govt School | 1
Education |  | Windsor North | 91 Chelmsford Street, Invercargill |  |  | watertube | 1969 | [11 empty] | Kai Point coal | [6 empty] | Invercargill | Southland |  |  |  | Govt School | 1
Education |  | Windsor North | 91 Chelmsford Street, Invercargill |  |  |  | 1969 | [11 empty] | Electricity | [6 empty] | Invercargill | Southland |  |  |  | Govt School | 1
Education |  | WINDSOR School | NO BOILER |  |  |  | 2008 | [11 empty] | Electricity | [10 empty] | No Boiler - Heatpumps
Education | P802100 | WINDY RIDGE PRIMARY School | Glenfield, Auckland | BEACON |  | Watertube | 1993 |  | Hot Water | [8 empty] | 60 | coal OHAI PEAS
Education |  | WIRI Central School | WIRI | CUDDON |  | Watertube | 1979 |  | Hot Water |  | 0.85 | [6 empty] | 75 | coal OHAI PEAS
Education |  | Wiri Central School | Inverell Avenue, Manukau City | [22 empty] | Manukau City | Auckland |  |  |  | Maori School | 1
Education |  | Witherlea | Upper Weld St. Blenheim | [15 empty] | Coal Reefton blend | [6 empty] | Blenheim | Marlborough |  |  |  | Govt School | 1
Education |  | Woodbury School | NO BOILER | [15 empty] | NB | [6 empty] | Geraldine | Canterbury |  |  | No boiler | Govt School
Education |  | WOODLAND Park School | WOODLAND Park School | BRITANNIA |  |  | 2008 |  | Hot Water | [9 empty] | Coal
Education | P802100 | WOODLANDS FULL PRIMARY School | Invercargill | FERROLI |  | Watertube | 2003 |  | Hot Water | [9 empty] | Oil/Diesel
Education |  | Woodville School | NO BOILER | [15 empty] | NB | [6 empty] | Woodville | Manawatu-Whanganui |  |  | No boiler | Govt School | No boiler
Education |  | WOOLSTON School | NO BOILER |  |  |  | 2008 | [11 empty] | electricity
155.729

## Food Processing 07
Sector | ANZSIC Code | CompanyName | Boiler Site | Boiler Make | Boiler Model No. | Boiler Type | Year Installed | Size MW | Output Type | Maximum Output Amount t/hr | Normal Operating Pressure bar | Normal Operating Output MW | Normal Hours Operated per Day | Normal Days Operated per Year | Boiler Annual Heat Output GWh | Winter Heating Only? | Annual Cogen Elec.Output kWh | Normal Boiler Operating Temperature oC | Fuel Type | Annual Fuel Use for Boiler Only | Fuel Unit | Fuel CV kJ per Fuel Unit | Date of Last Boiler Tuning Report | Operating Efficiency | Annual CO2e Emissions t | Mail Address | Street Address | GIS - Easting | GIS - Northing | NOTES
Food Processing (incl beverages)
Food Processing (incl beverages) | C115000 | BAKELS EDIBLE OILS | BAKELS EDIBLE OILS | SCOTT |  |  | 2006 | 5.3 | Saturated Steam | 6.81 | 12 |  |  |  | 44.52 |  |  |  | Gas
Food Processing (incl beverages) | C115000 | BAKELS EDIBLE OILS | BAKELS EDIBLE OILS | EASTEEL |  |  | 2004 | 2.1 | Saturated Steam | 2.72 | 10 |  |  |  | 17.64 |  |  |  | Gas
Food Processing (incl beverages) | C115000 | BAKELS EDIBLE OILS | BAKELS EDIBLE OILS | EASTEEL |  |  | 2002 | 1.4 | Saturated Steam | 1.81 | 10 |  |  |  | 11.76 |  |  |  | Gas
Food Processing (incl beverages) | C115000 | BAKELS EDIBLE OILS | BAKELS EDIBLE OILS |  |  |  | 2007 | 1.2 | Saturated Steam |  | 100 |  |  |  | 10.08 |  |  |  | Gas
Food Processing (incl beverages) | C115000 | BAKELS EDIBLE OILS | BAKELS EDIBLE OILS | EASTEEL |  |  | 1996 | 0.7 | Heated Oil | [5 empty] | 5.88 |  |  |  | Gas
| C1140 | BARKERS | BARKERS | ANDERSON |  | Firetube | 2001 | 1 | Saturated Steam |  | 2.6 |  |  |  | 7.488 |  |  | 140 | Oil/Diesel
Food Processing (incl beverages) | C115000 | Bens Oil | 42 Quarantine Rd Nelson | [12 empty] | No |  |  | Waste Oil | 100000? | litres | [5 empty] | 42 Quarantine Rd | 172.234 | -41.298 | 2006 NCC inventory
Food Processing (incl beverages) |  | BIOFARM PRODUCTS | BIOFARM PRODUCTS | HOVAL |  |  | 1986 | 0.36 | Hot Water | [5 empty] | 3.145 |  |  | 95 | Oil/Diesel
Food Processing (incl beverages) |  | CANARY ENTERPRISES | CANARY ENTERPRISES |  |  |  |  | 0.21 | Hot Water | [5 empty] | 0.84 |  |  | 90 | Gas
Food Processing (incl beverages) | C1140 | CEDENCO FOODS | GISBORNE LYTTON RD | ANDERSON |  |  |  | 1.4 | Saturated Steam | 1.81 | 10 |  |  |  | 4.2336 |  |  |  | Gas
Food Processing (incl beverages) | C1140 | CEDENCO FOODS | GISBORNE INNES ST | ANDERSON |  | Firetube | 1970 | 5.4 | Saturated Steam | 7.03 | 10 |  |  |  | 24.948 |  |  | 184 | Gas |  |  |  |  | 0.79 | 6002.6783
Food Processing (incl beverages) | C1140 | CEDENCO FOODS | GISBORNE INNES ST | ANDERSON |  | Firetube | 1987 | 2.3 | Saturated Steam | 2.95 | 10 |  |  |  | 11.9784 |  |  | 184 | Gas |  |  |  |  | 0.8 | 2846.0678
Food Processing (incl beverages) | C1140 | CEDENCO FOODS | GISBORNE INNES ST | ANDERSON |  | Firetube | 1980 | 3.6 | Saturated Steam | 4.7 | 10 |  |  |  | 16.632 |  |  | 184 | Gas |  |  |  |  | 0.8 | 3951.7632
Food Processing (incl beverages) | C1140 | CEDENCO FOODS | GISBORNE INNES ST | FOSTER WHEELER (MCKENZIE & RIDLEY) |  | Watertube | 1970 | 14 | Saturated Steam |  | 10 |  |  |  | 30.576 |  |  |  | Gas |  |  |  |  | 0.8 | 7264.8576
Food Processing (incl beverages) | C1140 | CEDENCO FOODS | WHAKATAU HASTINGS | EASTEEL |  |  | 1989 | 1.4 | Saturated Steam | 1.81 | 10 |  |  |  | 4.3008 |  |  |  | Gas |  |  |  |  | 0.7 | 1167.8515
Food Processing (incl beverages) | C1140 | CEDENCO FOODS | WHAKATAU HASTINGS | EASTEEL |  |  | 1987 | 1.4 | Saturated Steam | 1.81 | 10 |  |  |  | 2.184 |  |  |  | Gas
Food Processing (incl beverages) | C1140 | CEDENCO FOODS | WHAKATAU HASTINGS | EASTEEL |  |  | 1991 | 1.1 | Saturated Steam |  | 8 |  |  |  | 3.96 |  |  |  | Gas |  |  |  |  | 0.7 | 1075.3097
Food Processing (incl beverages) | C1199 | Cerebos Gregg's Ltd | 291 East Tamaki Road |  |  |  |  | 0.18 |  |  |  |  | 8 | 260 |  | no |  |  | Natural Gas | [7 empty] | 291 East Tamaki Road Otara | 174.8899 | -36.9588
Food Processing (incl beverages) | C1199 | Cerebos Gregg's Ltd | 292 East Tamaki Road |  |  |  |  | 1.08 |  |  |  |  | 8 | 260 |  | no |  |  | Natural Gas | [7 empty] | 292 East Tamaki Road Otara | 174.8899 | -36.9588
Food Processing (incl beverages) | C1181 | Chelsea Sugar Refinery | North Shore City |  |  |  |  | 30 | [7 empty] | no |  |  | Natural Gas | [7 empty] | 60 Colonial Road Birkenhead | 174.7251 | -36.8206
Food Processing (incl beverages) |  | CLOVER EXPORT | CLOVER EXPORT | CUDDON |  | Watertube | 1983 | 0.4 | Hot Water | [5 empty] | 1.152 |  |  | 96 | Coal
Food Processing (incl beverages) | C121100 | COCA COLA AMATIL | East Tamaki Manukau City | ANDERSON |  |  | 1974 | 1.4 | Saturated Steam | 1.81 | 10.5 |  | 24 | 365 | 12.2304 | no |  |  | Natural Gas | [7 empty] | 88 Kerwyn Avenue East Tamaki
Food Processing (incl beverages) | C121100 | COCA COLA AMATIL | East Tamaki Manukau City | AQUATHERM YGNIS |  |  | 1999 | 1.8 | Hot Water |  | 2 |  | 24 | 365 | 15.7248 | no |  | 84 | Natural Gas | [7 empty] | 88 Kerwyn Avenue East Tamaki
Food Processing (incl beverages) | C121400 | DB & TUI | DB & TUI | BABCOCK |  |  | 1985 | 7.5 | High Pressure Hot Water |  | 10 |  |  |  | 63 |  |  | 165 | Dual gas/diesel |  |  |  |  | 0.81 | 14784
Food Processing (incl beverages) | C1212 | DB BREWERIES | SOUTH AUCKLAND | EASTEEL |  | Watertube | 1999 | 6 | Saturated Steam |  | 10 |  | 12 | 312 | 51.408 | no |  |  | Gas |  |  |  |  | 0.82 | 11916.6252 |  | 660 Great South Road Papatoetoe | 174.8536 | -36.9585
Food Processing (incl beverages) | C1212 | DB BREWERIES | SOUTH AUCKLAND | EASTEEL |  | Watertube | 1999 | 6 | Saturated Steam |  | 10 |  | 12 | 312 |  | no |  |  | Gas | [7 empty] | 660 Great South Road Papatoetoe | 174.8536 | -36.9585
Food Processing (incl beverages) | C1212 | DB BREWERIES | SOUTH AUCKLAND | YGNIS |  |  | 1992 | 3.5 | Hot Water |  | 4.5 |  | 12 | 312 | 10.192 | no |  | 124 | Gas | [7 empty] | 660 Great South Road Papatoetoe | 174.8536 | -36.9585
Food Processing (incl beverages) | C1212 | DB MAINLAND BREWERY | MAINLAND | ANDERSON |  | Firetube | 1976 | 5 | Saturated Steam | 6.5 | 10 |  |  |  | 30.6 |  |  | 184 | Coal
Food Processing (incl beverages) | C1212 | DB MAINLAND BREWERY | MAINLAND | ANDERSON |  | Firetube | 1976 | 5 | Saturated Steam | 6.5 | 10 | [6 empty] | 184 | Coal |  |  |  |  | 0.82
Food Processing (incl beverages) | C113200 | DEEP SOUTH ICE CREAM | Invercargill | ANDERSON |  | Watertube | 1980 | 0.42 | Steam | 0.54 | 3.5 |  |  |  | 0.9828 |  |  |  | Oil/Diesel
Food Processing (incl beverages) | C1140 | ENZA FOOD | ENZA FOOD | EASTEEL - STEAMPAC |  | Firetube | 1996 | 6 | Saturated Steam |  | 10.4 |  |  |  | 44.64 |  |  |  | Gas
Food Processing (incl beverages) | C1140 | ENZA FOOD | ENZA FOOD | EASTEEL - STEAMPAC |  | Firetube | 1980 | 5.6 | Saturated Steam |  | 10.1 |  |  |  | 41.664 |  |  |  | Gas
Food Processing (incl beverages) | C1140 | Enzafoods NZ | Coventry Rd Hastings |  |  |  | 2008 consented | 5.4 | [10 empty] | Diesel/natural gas boiler | [7 empty] | Coventry Rd |  |  | HBRC consent
Food Processing (incl beverages) | C1140 | Enzafoods NZ | Coventry Rd Hastings | VISDAMAX |  |  | 2008 consented | 7 | [10 empty] | Wood | [7 empty] | Coventry Rd |  |  | HBRC consent
Food Processing (incl beverages) | C11 | Fresher Foods | Manukau City |  |  |  |  | 1.7 |  |  |  |  | 8 | 260 |  | no |  |  | Natural gas | [7 empty] | 68 Cryers Road East Tamaki
Food Processing (incl beverages) | C11 | Fresher Foods | Manukau City |  |  |  |  | 1.7 |  |  |  |  | 8 | 260 |  | no |  |  | Natural gas | [7 empty] | 68 Cryers Road East Tamaki
Food Processing (incl beverages) | C121100 | FRUCOR BEVERAGES | Manukau City | ANDERSON |  |  | 1984 | 1.4 | Steam | 1.81 | [8 empty] | Natural gas | [6 empty] | PO Box 76202 | 97 Plunket Avenue Manukau Central | 174.8659 | -36.9963
Food Processing (incl beverages) | C121100 | FRUCOR BEVERAGES | Manukau City | ANDERSON |  |  | 1984 | 1.4 | Hot Water | 0.45 |  |  |  |  | 8.064 |  |  |  | Natural gas | [6 empty] | PO Box 76203 | 98 Plunket Avenue Manukau Central | 174.8659 | -36.9963
Food Processing (incl beverages) | C121100 | FRUCOR BEVERAGES | Manukau City | BABCOCK & WILCOX |  |  | 1998 | 1.2 | Saturated Steam |  | 10 |  | 24 | 365 | 4.608 |  |  |  | Natural gas | [6 empty] | PO Box 76204 | 99 Plunket Avenue Manukau Central | 174.8659 | -36.9963
Food Processing (incl beverages) | C121100 | FRUCOR BEVERAGES | Manukau City | EASTEEL |  |  | 2003 | 2.3 | Saturated Steam |  | 10 |  | 24 | 365 | 18.5472 | no |  |  | Natural gas | [6 empty] | PO Box 76202 | 97 Plunket Avenue Manukau Central | 174.8659 | -36.9963
Food Processing (incl beverages) | C1173 | Griffins Foods Ltd | Griffins Foods |  |  |  |  | 1.47 |  |  |  |  | 13.3 | 312 |  |  |  |  | Natural gas | [7 empty] | 39 Ash Road Manukau Central | 174.8663 | -37.0062
Food Processing (incl beverages) | C11 | GOODMAN FIELDER | EAST TAMAKI | WANSON VAPOURAX |  |  | 1996 | 3.1 | Saturated Steam | 1.81 | 15 |  |  |  | 14.88 |  |  | 200 | Gas
Food Processing (incl beverages) | C11 | GOODMAN FIELDER | EAST TAMAKI | ANDERSON |  | Firetube | 1974 | 1.4 | Saturated Steam | 1.81 | 8 |  |  |  | 7.896 |  |  |  | Gas
Food Processing (incl beverages) | C11 | GOODMAN FIELDER | EAST TAMAKI | GEKA |  | Watertube | 1994 | 1.5 | Saturated Steam | 1.945 | 75 | [6 empty] | 291 | Gas
Food Processing (incl beverages) | C11 | GOODMAN FIELDER | EAST TAMAKI |  |  | Heating plant less than 1 MWth
Food Processing (incl beverages) | C11 | GOODMAN FIELDER | EAST TAMAKI |  |  |  | 2006 | 4.5
Food Processing (incl beverages) | C116 | HARRAWAY & SONS LTD | HARRAWAY & SONS LTD | ANDERSON |  | Firetube | 1964 | 1.4 | Saturated Steam | 1.81 | 10 |  |  |  | 3.5 |  |  |  | oat husk |  |  |  |  | 0.78 | 0
Food Processing (incl beverages) | C116 | HARRAWAY & SONS LTD | HARRAWAY & SONS LTD | SCOTT |  | Firetube | 1991 | 1.2 | Saturated Steam |  | 10 |  |  |  | 6.72 |  |  |  | oat husk |  |  |  |  | 0.76 | 0
Food Processing (incl beverages) |  | HEALTHERIES OF NZ LTD | HEALTHERIES OF NZ LTD |  |  |  |  | 0.063 | Steam
Food Processing (incl beverages) | C11 | HEINZ WATTIES | HEINZ WATTIES | MAXITHERM |  | Watertube | 1999 | 8 |  | 14 | 11 |  |  |  | 67.2 |  |  |  | Gas
Food Processing (incl beverages) | C11 | HEINZ WATTIES | HEINZ WATTIES | MAXITHERM |  | Watertube | 1999 | 8 |  | 14 | 11 | [7 empty] | Gas
Food Processing (incl beverages) | C11 | HEINZ WATTIES | HEINZ WATTIES | EASTEEL |  | Firetube | 1999 | 6 | Steam |  | 11 |  |  |  | 33.048 |  |  |  | Gas
Food Processing (incl beverages) | C11 | HEINZ WATTIES | HEINZ WATTIES | FOSTER WHEELER (MCKENZIE & RIDLEY) |  | Watertube | 1974 | 7 | Saturated Steam | 13 | 11 | [6 empty] | 190 | Gas
Food Processing (incl beverages) | C11 | HEINZ WATTIES | HEINZ WATTIES | FOSTER WHEELER (MCKENZIE & RIDLEY) |  | Watertube | 1974 | 7 | Saturated Steam | 13 | 11 |  |  |  | 16.464 |  |  | 190 | Dual gas/diesel
Food Processing (incl beverages) | C11 | HEINZ WATTIES | HEINZ WATTIES | FOSTER WHEELER (MCKENZIE & RIDLEY) |  | Watertube | 1974 | 7 | Saturated Steam | 13 | 11 |  |  |  | 16.464 |  |  | 190 | Dual gas/diesel
Food Processing (incl beverages) | C11 | HEINZ WATTIES | HEINZ WATTIES | EASTEEL |  | Watertube | 1998 | 10 | Saturated Steam | 15 | 11 |  |  |  | 84 |  |  |  | Gas
Food Processing (incl beverages) | C11 | HEINZ WATTIES | HEINZ WATTIES | EASTEEL |  | Watertube | 1998 | 10 | Saturated Steam | 15 | 11 |  |  |  | 84 |  |  |  | Gas
Food Processing (incl beverages) |  | HI TECH FOODS | HI TECH FOODS | SCOTT |  | Firetube | 1979 | 1.2 | Saturated Steam | 1.81 | 10 |  |  |  | 8.8128 |  |  |  | LPG/Butane
Food Processing (incl beverages) | C116 | HUBBARD FOODS | HUBBARD FOODS | EASTEEL |  | Watertube | 1990 | 1.4 | Saturated Steam | 1.81 | 10.4 |  | 16 | 208 | 8.568 | no |  |  | Gas | [7 empty] | 43 Mahunga Drive Mangere Bridge | 174.7958 | -36.9483
Food Processing (incl beverages) | C116 | HUBBARD FOODS | HUBBARD FOODS | EASTEEL |  | Watertube | 1990 | 1.4 | Saturated Steam | 1.81 | 10.4 |  | 16 | 208 | 8.568 | no |  |  | Gas | [7 empty] | 44 Mahunga Drive Mangere Bridge | 174.7958 | -36.9483
Food Processing (incl beverages) | C1171 | Irvines Quality Bakers | Manukau City |  |  |  |  | 1.3 |  |  |  |  | 20 | 364 |  | no |  |  | Natural gas | [7 empty] | 59 Dalgety Drive Manukau Central | 174.8755 | -37.0008
Food Processing (incl beverages) | C1171 | Irvines Quality Bakers | Manukau City |  |  |  |  | 1.3 |  |  |  |  | 20 | 364 |  | no |  |  | Natural gas | [7 empty] | 59 Dalgety Drive Manukau Central | 174.8755 | -37.0008
Food Processing (incl beverages) | C1113 | Jack Links NZ Ltd | Jack Links |  |  |  |  | 0.96 |  |  |  |  | 8 | 312 |  | no |  |  | Natural gas | [7 empty] | 137 Montgomerie Road Mangere | 174.7747 | -36.9756
Food Processing (incl beverages) | C1182 | JH WHITTAKER | JH WHITTAKER |  |  |  | 1988 | 0.15 | Saturated Steam |  | 10.34 |  |  |  | 0.27 |  |  |  | Electricity
Food Processing (incl beverages) | C113 | KAPITI FINE FOODS | KAPITI | AQUATHERM |  |  | 2001 | 2.3 | Hot Water |  | 3.5 |  |  |  | 19.7064 |  |  | 98 | Gas
Food Processing (incl beverages) | C113 | KAPITI FINE FOODS | Palmerston North | AQUATHERM |  |  | 2006 | 0.95 | Hot Water | [5 empty] | 8.2992 |  |  | 97 | Gas
Food Processing (incl beverages) | C113 | KAPITI FINE FOODS | Palmerston North | AQUATHERM |  |  | 2006 | 0.95 | Hot Water | [5 empty] | 8.2992 |  |  | 97 | Gas
| C11 | Kerry Ingredients Ltd | Danisco NZ |  |  |  |  | 1.2 |  |  |  |  | 24 | 364 |  |  |  |  | Natural gas | [7 empty] | 154 Wiri Station Road Manukau Central | 174.866 | -37.0024
Food Processing (incl beverages) | C113200 | KIWI ICECREAM | Kiwi Icecream | YGNIS |  |  | 1990 | 0.4 | Hot Water | [5 empty] | 2.4 |  |  | 90 | Gas
Food Processing (incl beverages) | C113200 | KIWI ICECREAM | Kiwi Icecream | YGNIS |  |  | 2006 | 0.3 | Hot Water | [5 empty] | 1.8 |  |  | 90 | Gas
Food Processing (incl beverages) | C1171 | Laurensons Bakeries | Highgate Dunedin |  |  |  |  | 1.2 | [10 empty] | Diesel | 216000? | litres | [5 empty] | Highgate |  |  | 2005 ORC inventory
Food Processing (incl beverages) | C111 | LEAN MEATS OAMARU LTD | LEAN MEATS OAMARU LTD | TAYLOR |  |  | 1984 | 0.75 | Hot Water |  | 4.4 |  |  |  | 6.048 |  |  | 90 | Coal |  |  |  |  | 0.82 | 2421.5602 |  | Red Castel Road
Food Processing (incl beverages) | C1212 | LION BREWERIES | DUNEDIN | SCOTT |  |  | 1920 | 1 | [6 empty] | 1.92 |  |  |  | Coal
Food Processing (incl beverages) | C1212 | LION BREWERIES | DUNEDIN | SCOTT |  |  | 1984 | 1.4 | [6 empty] | 2.688 |  |  |  | Coal
Food Processing (incl beverages) | C1212 | LION BREWERIES | DUNEDIN | SCOTT |  |  | 1984 | 1.4 | [10 empty] | Coal
Food Processing (incl beverages) | C1212 | LION BREWERIES | DUNEDIN | SCOTT |  |  | 1920 | 1.4 | [10 empty] | Coal
Food Processing (incl beverages) | C1212 | LION NATHAN | Newmarket Auckland City | EASTEEL |  |  | 1997 | 6 | Saturated Steam | 9 | 10.5 |  | 24 | 260 | 44.928 | no |  | 186 | Gas | [7 empty] | 314 Khyber Pass Road Newmarket | 174.7731 | -36.8659
Food Processing (incl beverages) | C1212 | LION NATHAN | Newmarket Auckland City | EASTEEL |  |  | 1999 | 3 | Saturated Steam | 4 | 10.5 |  | 24 | 260 |  | no |  | 186 | Gas | [7 empty] | 314 Khyber Pass Road Newmarket | 174.7731 | -36.8659
Food Processing (incl beverages) | C1212 | LION NATHAN | CHRISTCHURCH | BABCOCK |  | Firetube 3 pass | 1982 | 4.55 | Saturated Steam |  | 4 |  |  |  | 24.57 |  |  | 159 | Coal |  |  |  |  | 0.81 | 9959.04
Food Processing (incl beverages) | C1212 | LION NATHAN | CHRISTCHURCH | BABCOCK |  | Firetube | 1982 | 4.55 | Saturated Steam |  | 8 |  |  |  | 24.57 |  |  | 175 | Coal |  |  |  |  | 0.78 | 10342.08
Food Processing (incl beverages) | C1212 | LION NATHAN | COMPANY SHED 22 BREWING CO | AQUAHEAT |  | Watertube | 2001 | 0.625 | Saturated Steam | 1 | 37 |  |  |  | 2.7625 |  |  | 240 | Gas
Food Processing (incl beverages) | C1212 | LION NATHAN | LION BREWERIES AUCKLAND | AQUAHEAT |  |  | 2006 | 0.9 | Hot Water | [5 empty] | 6.7392 |  |  |  | Gas
Food Processing (incl beverages) | C1212 | LION NATHAN | LION BREWERIES AUCKLAND |  |  |  | 1986 | 0.9 | Hot Water | [9 empty] | Gas
Food Processing (incl beverages) | C1212 | LION NATHAN | LION BREWERIES AUCKLAND | AQUAHEAT |  |  | 2006 | 1.758 | Hot Water | [5 empty] | 13.1639 |  |  |  | Gas
Food Processing (incl beverages) | C1212 | LION NATHAN | LION BREWERIES AUCKLAND |  |  |  |  | 1.76 | Hot Water | [9 empty] | Gas
Food Processing (incl beverages) | C1212 | LION NATHAN | LION BREWERIES Dunedin | [23 empty] | 200 Rattray St | 170.5001 | -45.8768 |  | 170.5013
| C1214 | Marisco Vineyards | Marlborough |  |  |  |  | 0.24 | [10 empty] | Diesel boiler | [10 empty] | MDC consents list
Food Processing (incl beverages) | C1140 | MCCAIN | MCCAIN | SCOTT |  |  | 1989 | 1.2 | Saturated Steam |  | 8 |  |  |  | 6.048 |  |  |  | Gas
Food Processing (incl beverages) | C1140 | MCCAIN | MCCAIN | SCOTT |  |  | 1989 | 1.4 | Saturated Steam |  | 8 | [7 empty] | Gas
Food Processing (incl beverages) | C1140 | MCCAIN | MCCAIN | SCOTT |  |  | 1989 | 1.4 | Saturated Steam |  | 8 | [7 empty] | Gas
Food Processing (incl beverages) | C1140 | MCCAIN | MCCAIN | SCOTT |  |  | 1989 | 1.4 | Saturated Steam |  | 8 | [7 empty] | Gas
Food Processing (incl beverages) | C1140 | MCCAIN | MCCAIN | EASTEEL - STEAMPAC |  |  |  | 1.4 | Saturated Steam |  | 8 |  |  |  | 7.056 |  |  |  | Gas
Food Processing (incl beverages) | C1140 | MCCAIN | MCCAIN | EASTEEL - STEAMPAC |  |  |  | 1.4 | Saturated Steam |  | 8 |  |  |  | 7.056 |  |  |  | Gas
Food Processing (incl beverages) | C1140 | MCCAIN | MCCAIN | EASTEEL |  |  | 2004 | 2.3 | Steam | [5 empty] | 11.592 |  |  |  | Gas
Food Processing (incl beverages) | C1212 | MCCASHINS BREWERY | NELSON | SCOTT |  |  | 1982 | 1.3 |  | 1.8 | 10.34 |  |  |  | 2.6 |  |  |  | LPG/Butane
Food Processing (incl beverages) | C1212 | McCashins Brewery | 660 Main Rd Stoke Nelson | Vekos | [11 empty] | No |  |  | Coal | 360? | tonnes | [5 empty] | 660 Main Rd Stoke | 173.2256 | -41.319 | 2011 Sollys estimate
| C11 | Meadow Fresh Foods | Donald Street Dunedin |  |  |  |  | 2 | [10 empty] | Coal | [7 empty] | Donald Street |  |  | 2005 ORC inventory
Food Processing (incl beverages) | C1150 | MEADOW LEA FOODS | MEADOW LEA FOODS | GEKA |  |  | 1994 |  | Saturated Steam |  | 80 | [7 empty] | Gas
Food Processing (incl beverages) | C1150 | MEADOW LEA FOODS | MEADOW LEA FOODS | AQUAHEAT |  | Watertube | 2004 | 3.1 | Saturated Steam | 4.5 | 20 |  | 24 | 364 |  |  |  |  | Gas
Food Processing (incl beverages) | C1150 | MEADOW LEA FOODS | MEADOW LEA FOODS | ANDERSON |  | Firetube | 1979 | 2.3 | Saturated Steam | 3 | 10 | [6 empty] | 184 | Gas
Food Processing (incl beverages) | C1150 | MEADOW LEA FOODS | MEADOW LEA FOODS | GEKA |  |  | 1989 | 3.4 | Saturated Steam | 6.3 | 20 |  | 24 | 364 |  |  |  |  | Gas
Food Processing (incl beverages) | C1150 | MEADOW LEA FOODS | MEADOW LEA FOODS | EASTEEL - STEAMPAC |  | Watertube | 2006 | 8 | Saturated Steam | 12 | 17 |  | 24 | 364 | 67.2 |  |  |  | Gas
Food Processing (incl beverages) | C11 | MILLIGANS FOOD | MILLIGANS FOOD | SCOTT |  | Firetube | 1972 | 0.9 | Saturated Steam |  | 7 |  |  |  | 1.872 |  |  | 170 | Oil/Diesel
Food Processing (incl beverages) | C1212 | MONTEITHS BREWING COMPANY | MONTEITHS BREWING COMPANY | ANDERSON |  | Firetube | 1960 | 2.1 | Saturated Steam | 2.72 | 10 |  |  |  | 9.072 |  |  | 184 | Coal |  |  |  |  | 0.78 | 3818.6142
Food Processing (incl beverages) | C1212 | MONTEITHS BREWING COMPANY | MONTEITHS BREWING COMPANY |  |  |  | 1950 | 1.7 | Saturated Steam |  | 8.6 | [6 empty] | 178 | Coal |  |  |  |  | 0.87
Food Processing (incl beverages) | C1214 | MT DIFFICULT WINES | Felton Road Cromwell | Heizomat | RHK-AK 100 | Watertube | 2009 | 0.1 | Hot Water |  | 2 bar | 100kW | 10 | 260 |  | No |  | 78C | Wood Waste | 82MWH | Tonnes |  | 2010-06-25 | 82 |  |  | 73 Felton Road RD2 | 169.1547 | -45.0827
Food Processing (incl beverages) | C11 | NESTLE | Manukau City | ANDERSON |  |  | 1988 | 3.5 | Saturated Steam | 4.54 | 10 |  | 8 | 260 | 19.32 | no |  |  | Natural Gas | [7 empty] | 21 Nesdale Avenue Manukau Central | 174.8549 | -36.9966
Food Processing (incl beverages) | C11 | NESTLE | Manukau City |  |  |  |  | 0.12 |  |  |  |  | 8 | 260 |  | no |  |  | Natural Gas | [7 empty] | 21 Nesdale Avenue Manukau Central | 174.8549 | -36.9966 | * Used typical operating level instead of maximum generating capacity
Food Processing (incl beverages) | C11 | NESTLE | Manukau City |  |  |  |  | 0.6 |  |  |  |  | 8 | 260 |  | no |  |  | Natural Gas | [7 empty] | 21 Nesdale Avenue Manukau Central | 174.8549 | -36.9966 | * Used typical operating level instead of maximum generating capacity
| C1171 | Norths Bakers | Highgate Dunedin |  |  |  |  | 2.046 | [10 empty] | Diesel |  | litres | [5 empty] | Highgate |  |  | 2005 ORC inventory
Food Processing (incl beverages) | C1120 | NZ King Salmon Co Ltd | Bullen St Nelson | [12 empty] | No |  |  | Coal | 70? | tonnes | [5 empty] | Bullen St |  |  | 2011 Sollys estimate
Food Processing (incl beverages) | C1181 | NZ SUGAR | AUCKLAND | BABCOCK & WILCOX |  | Watertube | 1949 | 7 | Saturated Steam | 25 | 10 |  |  |  | 42 |  |  |  | Gas |  |  |  |  | 0.82 | 9735.8049
Food Processing (incl beverages) | C1181 | NZ SUGAR | NZ SUGAR CHRISTCHURCH | AQUATHERM |  |  | 1995 | 0.1 | Hot Water | [5 empty] | 0.0576 |  |  | 90 | Electricity
Food Processing (incl beverages) | C1181 | NZ SUGAR | AUCKLAND | BABCOCK & WILCOX |  | Watertube | 1949 | 7 | Saturated Steam | 25 | 10 |  |  |  | 42 |  |  |  | Gas |  |  |  |  | 0.82 | 9735.8049
Food Processing (incl beverages) | C1150 | Otago Oil | Kaikorai Valley Road Dunedin |  |  |  |  | 0.5 | [10 empty] | Diesel | 2500? | litres | [5 empty] | Kaikorai Valley Road |  |  | 2005 ORC inventory
Food Processing (incl beverages) | C1120 | Paua Supplies | Fox St Dunedin |  |  |  |  | 1.14 | [10 empty] | Diesel | 135000? | litres | [5 empty] | fox street |  |  | 2005 ORC inventory
Food Processing (incl beverages) |  | Penford NZ Ltd | Penford (NZ Starch) Site |  |  |  |  | 10 |  |  |  |  | 16 | 312 |  |  |  |  | Natural gas | [7 empty] | 323 Church Street Penrose | 174.8091 | -36.9215
Food Processing (incl beverages) | C121400 | PERNOD RICARD | GLEN INNES | ANDERSON |  |  | 1974 | 1 |  | 1.36 | 10.34 |  |  |  | 8.4 |  |  | 186 | Gas |  |  |  |  | 0.82 | 1947.161
Food Processing (incl beverages) | C121400 | PERNOD RICARD | GLEN INNES | ANDERSON |  |  | 1974 | 1 |  | 1.36 | 10.34 |  |  |  | 8.4 |  |  | 186 | Gas
Food Processing (incl beverages) |  | PREPARED FOODS PROCESSING | PREPARED FOODS PROCESSING | ANDERSON |  | Firetube | 1982 | 0.9 | Steam | 1.81 | 6.2 |  |  |  | 1.656 |  |  | 128 | Gas
Food Processing (incl beverages) |  | PREPARED FOODS PROCESSING | PREPARED FOODS PROCESSING | ANDERSON |  | Firetube | 1977 | 0.9 | Steam | 1.81 | 6.2 |  |  |  | 1.656 |  |  | 128 | Gas
Food Processing (incl beverages) | C1171 | Quality Bakers Auckland | Manukau City |  |  |  |  | 1.46 |  |  |  |  | 24 | 364 |  | no |  |  | LPG |  | Liters | [5 empty] | 48 Kerwyn Avenue East Tamaki | 174.8839 | -36.947 | 2006 NCC inventory
Food Processing (incl beverages) | C1171 | Quality Bakers Auckland | Manukau City |  |  |  |  | 1.46 |  |  |  |  | 24 | 364 |  | no |  |  | LPG |  | Liters | [5 empty] | 48 Kerwyn Avenue East Tamaki | 174.8839 | -36.947
Food Processing (incl beverages) | C1171 | Quality Bakers Auckland | Manukau City |  |  |  |  | 1.46 |  |  |  |  | 24 | 364 |  | no |  |  | LPG |  | Liters | [5 empty] | 48 Kerwyn Avenue East Tamaki | 174.8839 | -36.947
Food Processing (incl beverages) | C1171 | Quality Bakers Otago | Kaikorai Valley Road Dunedin | [15 empty] | Diesel |  | litres | [5 empty] | Kaikorai Valley Road |  |  | 2005 ORC inventory
Food Processing (incl beverages) | c1171 | Quality Bakers Otago | Kaikorai Valley Road Dunedin | [15 empty] | piped gas |  | cubic metres | [5 empty] | Kaikorai Valley Road |  |  | 2005 ORC inventory
Food Processing (incl beverages) | C1171 | Quality Bakers Oamaru | Ayr St Oamaru |  |  | Gas boiler |  | 0.27 | [10 empty] | piped gas | 240000? | cubic metres | [5 empty] | Ayr St |  |  | 2005 ORC inventory
Food Processing (incl beverages) |  | Reliance Stock Foods | Jutland Street Dunedin |  |  |  |  | 0.35 | [10 empty] | Diesel | 20000? | litres | [5 empty] | Jutland Street |  |  | 2005 ORC inventory
Food Processing (incl beverages) | C11 | SANITARIUM | Auckland City | EASTEEL |  | Watertube | 1990 | 3 | Steam | 4.78 | 9 |  |  |  | 19.008 | no |  | 180 | Gas | [7 empty] | 108-124 Pah Road Royal Oak | 174.7693 | -36.9135
Food Processing (incl beverages) | C11 | SANITARIUM | Auckland City | ANDERSON |  | Firetube | 1969 | 1 | Steam |  | 40 |  |  |  |  | no |  | 250 | Gas | [7 empty] | 108-124 Pah Road Royal Oak | 174.7693 | -36.9135
Food Processing (incl beverages) | C1120 | SEALORD GROUP LTD | BIRCH ST DUNEDIN | ANDERSON |  | Firetube | 1973 | 1 | Saturated Steam | 1.25 | 10 | [6 empty] | 184.13 | Oil/Diesel
Food Processing (incl beverages) | C1120 | SEALORD GROUP LTD | NELSON | SCOTT |  | Firetube | 1986 | 9.8 | Saturated Steam | 4.545 | 8.5 |  |  |  | 56.448 |  |  |  | Oil/Diesel |  |  |  |  | 0.75 | 18831.0528
Food Processing (incl beverages) | C1120 | SEALORD GROUP LTD | PARRY ST |  |  |  | 2008
Food Processing (incl beverages) | C1120 | SEALORD GROUP LTD | NELSON | ANDERSON |  |  | 1975 | 1.4 | Saturated Steam | 1.81 | 10 |  |  |  | 2.016 |  |  |  | light oil
Food Processing (incl beverages) | C1120 | Sealord Products Ltd | 149 Vickerman St Nelson | Steampak |  |  | 2003 | 3.3 | Steam | [6 empty] | No |  |  | LFO | 400000 | litres | [5 empty] | 149 Vickerman St | 173.2802 | -41.2565 | 2011 G Fox estimate
Food Processing (incl beverages) | C1120 | Sealord Products Ltd | 149 Vickerman St Nelson | Scott |  |  | 1978 | 1.2 | Steam | [6 empty] | No |  |  | LFO | 200000 | litres | [5 empty] | 149 Vickerman St | 173.2802 | -41.2565 | 2011 G Fox estimate
Food Processing (incl beverages) | C1120 | Sealord Shellfish Ltd | Beatty St Nelson |  |  |  | 1990 | 3.3 | Steam | [6 empty] | No |  |  | LFO | 600000 | litres | [5 empty] | Beatty St |  |  | 2011 G Fox estimate
Food Processing (incl beverages) |  | SERRA NATURAL FOODS | SERRA NATURAL FOODS | ANDERSON |  | Firetube | 1970 | 1.1 | Saturated Steam |  | 7.5 |  |  |  | 3.432 |  |  |  | Oil/Diesel | [10 empty] | Grant Westell | 03 349 6062
Food Processing (incl beverages) | C1212 | Speights Brewery Limited | Rattray St Dunedin | Scott Taylor |  |  | 1995 | 1.2 | [10 empty] | Coal |  | tonnes | [5 empty] | Rattray St |  |  | 2007 CRL study
Food Processing (incl beverages) | C1212 | Speights Brewery Limited | Rattray St Dunedin | Scott Taylor |  |  | 1995 | 1.2 | [10 empty] | Coal |  | tonnes | [5 empty] | Rattray St |  |  | 2008 CRL study
Food Processing (incl beverages) | C1212 | Speights Brewery Limited | Rattray St Dunedin | Scott Taylor |  |  | 1995 | 1.2 | [10 empty] | Coal |  | tonnes | [5 empty] | Rattray St |  |  | 2009 CRL study
Food Processing (incl beverages) | C11 | TALLEYS | TALLEYS | SCOTT |  |  | 1980 | 1.4 | Saturated Steam | 1.81 |  |  |  |  | 9.6768 |  |  |  | Oil/Diesel
Food Processing (incl beverages) | C11 | TALLEYS | TALLEYS | SCOTT |  |  | 1980 | 1.4 |  | 1.81 |  |  |  |  | 9.6768 |  |  |  | Oil/Diesel
Food Processing (incl beverages) | C11 | TALLEYS | TALLEYS | SCOTT |  |  | 1980 | 1.4 |  | 1.81 |  |  |  |  | 9.6768 |  |  |  | Oil/Diesel
Food Processing (incl beverages) | C11 | TALLEYS | TALLEYS | SCOTT |  |  | 1980 | 1.4 |  | 1.81 |  |  |  |  | 3.6288 |  |  |  | Oil/Diesel
Food Processing (incl beverages) | C11 | TALLEYS | TALLEYS | SCOTT |  |  | 1980 | 1.4 |  | 1.81 |  |  |  |  | 3.6288 |  |  |  | Oil/Diesel
Food Processing (incl beverages) | C11 | TALLEYS | TALLEYS | SCOTT |  |  | 1980 | 1.4 |  | 1.81 |  |  |  |  | 3.6288 |  |  |  | Oil/Diesel
Food Processing (incl beverages) | C11 | TALLEYS | TALLEYS | SCOTT |  |  | 1980 | 1.4 |  | 1.81 |  |  |  |  | 3.6288 |  |  |  | Oil/Diesel
Food Processing (incl beverages) | C1132 | TIP TOP | AUCKLAND | EASTEEL |  | Firetube | 1998 | 2.4 | Saturated Steam |  | 10.4 | [7 empty] | Gas
Food Processing (incl beverages) | C1132 | TIP TOP | AUCKLAND | SCOTT |  |  | 1989 | 1.8 | Hot Water |  | 6 | [6 empty] | 140 | Oil/Diesel
Food Processing (incl beverages) | C1132 | TIP TOP | CHRISTCHURCH |  |  |  | 2008
Food Processing (incl beverages) | C1214 | Yealands Estate | Marlborough | 2 x Prunings waste boilers |  |  |  | 0.56 | [21 empty] | MDC consents list
387.192

## Horticuture 08
Sector | ANZSIC Code | CompanyName | Boiler Site | Boiler Make | Boiler Model No. | Boiler Type | Year Installed | Size MW | Output Type | Maximum Output Amount t/hr | Normal Operating Pressure bar | Normal Operating Output MW | Normal Hours Operated per Day | Normal Days Operated per Year | Boiler Annual Heat Output GWh | Winter Heating Only? | Annual Cogen Elec.Output kWh | Normal Boiler Operating Temperature oC | Fuel Type | Annual Fuel Use for Boiler Only | Fuel Unit | Fuel CV kJ per Fuel Unit | Date of Last Boiler Tuning Report | Operating Efficiency | Annual CO2e Emissions t | Town | Region | GIS - East | GIS - Northing | NOTES
Horticulture
Horticulture |  | ? | [23 empty] | Nelson 7020 | Nelson |  |  | NO REPLY
Horticulture |  | Aitkenhead Horticulture | 11 Blackbyre Road, Richmond 7081 |  |  |  |  | 1 | HW | [9 empty] | Coal | 120 | tonnes |  |  |  |  | Richmond 7081 | Nelson | 173.284 | -41.2723 | 2008 TDC inventory with Sollys updated tonnage
Horticulture | A012200 | A J & J E Ivicevich |  | Lamborghini |  |  | 1995 | 0.225 | air heater | [9 empty] | gas | 1500GJ | [5 empty] | KUMEU 0841 | Auckland |  |  | ¦ Fresh Tomato ¦
Horticulture | A012200 | A J & J E Ivicevich |  | Lamborghini |  |  | 1995 | 0.225 | air heater | [9 empty] | gas | 1500GJ | [5 empty] | KUMEU 0841 | Auckland
Horticulture |  | Biers Gardens | 126 Wensley Road, Richmond | Cuddon |  |  | 1981 | 0.4 | HW | [9 empty] | Coal | 125 | tonnes |  |  |  |  | Richmond | Nelson | 173.1747 | -41.3508 | 2008 TDC inventory with Sollys updated tonnage
Horticulture |  | Biers Gardens | 126 Wensley Road, Richmond | Taylor |  |  | 2000 | 0.75 | HW | [9 empty] | Coal | 125 | tonnes |  |  |  |  | Richmond | Nelson | 173.1747 | -41.3508
Horticulture |  | Castle Rock Orchard Ltd | [23 empty] | Christchurch 8022 | Canterbury |  |  | NO REPLY
Horticulture | A012200 | Coolcumber Products | 38 Madeleys Road RD 2 | Morrow |  | Firetube | 1995 | 1 | Hot Water |  |  |  |  | 365 |  | no |  | 85 |  |  | liters |  |  |  |  | KAIAPOI 7692 | Canterbury | 172.5879 | -43.4252 | ¦ Cucumber ¦
Horticulture | A012200 | Coolcumber Products | 38 Madeleys Road RD 2 |  |  | Firetube | 2000 | 1 | Hot Water |  |  |  |  | 275 |  | no |  | 85 |  |  | tonnes |  |  |  |  | KAIAPOI 7693 | Canterbury | 172.5879 | -43.4252
Horticulture | A012200 | Far Out Tomatoes 2003 Ltd | 135 Governors Bay Teddington Road | Morrow |  | Firetube | 2008 | 2 | Hot Water |  |  |  | 3 to 12 | 350 |  | no |  | 80 | Canty60/sprCrk40 blend 24.4MJ/kg | 550t | [5 empty] | Lyttleton 8971 | Canterbury | 172.65 | -43.6437
Horticulture | A012200 | Flat-Tac Capsicums Limited | NO BOILER | [22 empty] | Pipiroa Ngatea 3597 | Waikato |  |  | use a series of small gas heaters circulating hot air
Horticulture |  | Franko Roses NZ Limited | 220b State Highway 16 | Aquatherm Ygnis | EM 750 | Water Tube | 2002 | 0.75 | Hot Water |  |  | 300kw |  | 365 |  | no |  | 65-75 | Natural Gas | 30000 LWh | kWh |  |  |  |  | Auckland |  | 174.5929 | -36.7941 | If EECA want to have a positive impact in the horticultural industry they would be better looking at some form of subsidy towards energy screens and other insulation ideas for greenhouses. That way they would reduce the actual energy use rather than just
Horticulture | A012200 | Gar-sun Gardens | 95 Main Rd Richmond 7020 | Trevett |  |  | 1993 | 0.6 | [10 empty] | Coal | 0 | tonnes |  |  |  |  | NELSON 7020 | Nelson | 173.1654 | -41.3469 | Backup boiler. 2008 TDC inventory with Vicky updated tonnage
Horticulture | A012200 | Gar-sun Gardens | 95 Main Rd Richmond 7020 | Trevett | E.C.O H2D |  | 1996 | 1.5 | [10 empty] | Coal | 720 | tonnes |  |  |  |  | NELSON 7020 | Nelson | 173.1654 | -41.3469 | 2008 TDC inventory with Vicky updated tonnage
Horticulture |  | Gourmet Mokai Ltd | NO BOILER | [23 empty] | Waikato |  |  | geothermal heat exchange to 95oC
Horticulture | A012200 | Gourmet Paprika Ltd | 1622 State Highway 16 WAIMAUKU 0842 |  |  | Firetube | 1993 | 3 | Hot water |  |  |  | 10 to 15 | 330 |  | no |  | 95 | gas | 20000GJ | [5 empty] | MANUKAU 2150 | Auckland | 174.4421 | -36.7353 | ¦ Capsicums ¦ Fresh Tomato ¦ | 1622 State Highway 16 WAIMAUKU 0842
Horticulture | A012200 | Gourmet Paprika Ltd | 1622State Highway 16 WAIMAUKU 0842 |  |  | Firetube | 1995 | 3 | Hot water |  |  |  | 10 to 15 | 330 |  | no |  | 95 | gas | 20000GJ | [5 empty] | WAIMAUKU | Auckland | 174.4421 | -36.7353
Horticulture | A012200 | Gourmet Paprika Ltd | 1622 State Highway 16 WAIMAUKU 0842 |  |  | Firetube | 1999 | 9 | Hot water |  |  |  | 10 to 15 | 330 |  | no |  | 95 | gas | 75000GJ | [5 empty] | WAIMAUKU | Auckland | 174.4421 | -36.7353
Horticulture | A012200 | Gourmet Paprika Ltd | unknown location in Kumeu |  |  | Firetube | 1997 | 2 | Hot water |  |  |  | 10 to 15 | 330 |  | no |  | 95 | gas | 5000GJ
Horticulture | A012200 | Great Lake Tomatoes | 705 Vaile Rd Reporoa | Crone |  | Firetube | 2005 | 3 | Hot water |  |  |  | 6 to 20 | 330 |  | no |  | 95 | gas | 70000GJ | [5 empty] | NORTH SHORE 0620 | Auckland | 176.3447 | -38.4336 | ¦ Fresh Tomato ¦
Horticulture |  | Green Harvest Growing Ltd. | [23 empty] | Pukekohe | Auckland 2677 |  |  | NO REPLY
Horticulture |  | Hanna Hothouses Ltd | [23 empty] | Brightwater 7091 | Nelson |  |  | NO REPLY
Horticulture |  | Harbour Head Growers Ltd | 1394 Main North Road | Morrow (converted diesel to coal) | Tripass | Fire tube | 1996 | 0.75 | Hot Water |  |  |  | 16 to 24 h | 365 |  | no |  | 85 | coal blend 24MJ/kg | 350t | [5 empty] | KAIAPOI 7691 | Canterbury |  |  | ¦ Capsicums ¦ Eggplant ¦
Horticulture |  | Hedger Greenhouse Limited | 66 County Road |  | Lennox |  |  | 0.03 | Hot Air | [9 empty] | gas | 2000GJ | [5 empty] | Otaki 5512 | Wellington | 175.1617 | -40.7587 | * there are 10 of these 30kw boilers
Horticulture |  | Homestead Produce Ltd | 50 Barrett Road |  |  |  |  | 1.5 | [10 empty] | gas | 7000GJ? | [5 empty] | Auckland 0793 | Auckland |  |  | Not willing to help competitors and EECA weren't helpful when he asked about converting 2 old coal boilers to wood shavings.
Horticulture |  | Homestead Produce Ltd | 50 Barrett Road |  |  |  |  | 1.5 | [11 empty] | 7000GJ? | [5 empty] | Auckland 0793 | Auckland
Horticulture |  | Island Horticulture Limited | 38 Madeleys Road Clarkville | Morrow |  | Firetube | 1995 | 1 | hot water |  |  |  |  | 365 |  | *no |  | 85 | [7 empty] | Kaiapoi 7692 | Canterbury | 172.5879 | -43.4252 | *Year round heating for greenhouses
Horticulture |  | Island Horticulture Limited | 38 Madeleys Road Clarkville | Morrow |  | Firetube | 2000 | 1 | hot water |  |  |  |  | 275 |  | *no |  | 85 | [7 empty] | Kaiapoi 7692 | Canterbury | 172.5879 | -43.4252 | *Year round heating for greenhouses
Horticulture |  | J Ewers Ltd | [23 empty] | NELSON 7020 | Nelson |  |  | NO REPLY
Horticulture |  | k&l nurseries | 601 days road | vekos | v90a | Firetube | 1991 | 1 | Hot Water | 1000kw | .5bar | 1000kw | 24 | 365 |  | no |  | 85 | Sub-bituminous/Bituminous | 750tonnes | Tonnes |  | 2011-05-26 | 82 |  | christchurch | Canterbury | 172.723 | -43.5972 | Paul Loader paul-loader@xtra.co.nz
Horticulture |  | k&l nurseries | 601 days road | beacon | 300 | Water Wall | 1991 | 0.33 | Hot water | 300kw | .5bar | 300kw | 24 | 365 |  | no |  | 85 | Sub-bituminous/Bituminous | 250tonnes | Tonnes |  | 2011-05-26 | 80 |  | christchurch | Canterbury | 172.723 | -43.5972 | efficiency test was visual done by taylor coal
Horticulture |  | Karaka Park Produce Limited | 59 EGGLETON RD |  |  |  |  | 0.65 | Hot water |  |  |  | 2 to 16 | 300 |  | no |  | 75 | waste oil | 100000L | [5 empty] | PUKEKOHE 1800 | Auckland | 174.845 | -37.1637 | 8 x LPG heaters
Horticulture | A012200 | Karamea Tomatoes Ltd | 231 Karamea/Kohaihai Road Karamea | Morrow |  | Firetube | 2004 | 4 | Hot Water |  | 20psi |  | 24 | 365 |  | no |  | 80-85 | Sub-bituminous | 1200 tonnes | Tonnes |  |  |  |  | Karamea 7893 | West Coast | 172.1113 | -41.2227 | This boiler has never been tested
Horticulture |  | Kipps' Patch | 65 Walters Road | Kroll converted by Morrow to coal | Tripass | Firetube | 2000 | 0.7 | Hot Water |  |  |  | 1 to 12 | 270 |  | no |  | 70 | Cascade coal 30MJ/kg | 150t | [5 empty] | Christchurch 8051 | Canterbury | 172.6494 | -43.4792
Horticulture |  | Lilies by Blewden | 54 Pukerimu Lane Cambridge | Kroll |  |  | 1999 | 0.25 | Hot Water |  |  |  | 6-12hr | 150 |  | Yes |  |  | Waste oil | 90000 for 3 boilers | litres |  |  |  |  | Cambridge | Waikato | 175.4344 | -37.9011
Horticulture |  | Lilies by Blewden | 54 Pukerimu Lane Cambridge | Kroll |  |  | 1999 | 0.25 | Hot Water |  |  |  | 6-12hr | 150 |  | Yes |  |  | Waste oil | [6 empty] | Cambridge | Waikato | 175.4344 | -37.9011
Horticulture |  | Lilies by Blewden | 54 Pukerimu Lane Cambridge | Kroll |  |  | 2008 | 0.25 | Hot Water |  |  |  | 6-12hr | 150 |  | Yes |  |  | Waste oil | [6 empty] | Cambridge | Waikato | 175.4344 | -37.9011
Horticulture |  | Little Knoll Greenhouses Ltd | 246 Egmont Street Patea | Aquatherm | 0936 design code bs 855 | Watertube | 2009 (new) | 1.2 | Hot Water |  | 2/3 bar or 550 kpa | 1200kw | * | 320 |  | no |  | 80-85c | natural gas | 10477.007 GJ | kWh |  | 2010-09-30 |  |  | Patea 4520 | Taranaki | 174.4768 | -39.759 | * season changes ? 12hours winter 2-4 summer over 24hrs | boilerman calling to turn boilers next time he is in the area. I will take more note of operating efficiency and let you know if you still require this info.
Horticulture |  | Little Knoll Greenhouses Ltd | 247 Egmont Street Patea | Babcock 1983 | ayn-500-50 serial number705 | Watertube | 2004 (2nd hand) | 1.145 | Hot Water | BTU /hr 5x10 | 2/3 Bar or 50 psig | 1145kw | * | 320 |  | no |  | 80-85c | natural gas | 5238.5035 GJ | kWh |  | 2010-09-30 |  |  | Patea 4521 | Taranaki | 174.4753 | -39.7575 | * season changes ? 12hours winter 2-4 summer over 24hrs | boilerman calling to turn boilers next time he is in the area. I will take more note of operating efficiency and let you know if you still require this info.
Horticulture |  | Lycopene Fresh Vegefruit LTD | 1135 Glenbrook Road |  |  |  | 2003 | [6 empty] | 180 |  | yes |  |  | Huntly 22MJ/g | 70t | [5 empty] | Auckland 1143 | Auckland | 174.7778 | -37.1859
Horticulture | A012200 | Mainland Tomatoes | 24 Pughs Rd Richmond | Taylors |  |  | 1995 | 0.4 | [10 empty] | Coal | 70? | tonnes |  |  |  |  | Richmond | Nelson | 173.1548 | -41.337 | 2008 TDC inventory with Sollys updated tonnage
Horticulture | A012200 | Mainland Tomatoes | 19 Pughs Rd Richmond | Taylors |  |  | 1991 | 0.4 | [10 empty] | Coal | 70? | tonnes |  |  |  |  | Richmond | Nelson | 173.1548 | -41.337
Horticulture | A012200 | Mainland Tomatoes | 19 Pughs Rd Richmond | Trevett |  |  | 1993? | 0.6 | [10 empty] | Coal | 70? | tonnes |  |  |  |  | Richmond | Nelson | 173.1548 | -41.337
Horticulture | A012200 | Mainland Tomatoes | 19 Pughs Rd Richmond | Trevett |  |  | 2005 | 0.4 | [10 empty] | Coal | 70? | tonnes |  |  |  |  | Richmond | Nelson | 173.1548 | -41.337
Horticulture | A012200 | Mainland Tomatoes | 134 Ranzau Rd Richmond | Trevett |  |  | 1993 | 0.4 | [10 empty] | Coal | 280 | tonnes |  |  |  |  | Richmond | Nelson | 173.1486 | -41.3497
Horticulture | A012200 | Mainland Tomatoes | 37 Blackbyre Rd Richmond | Trevett vertical |  |  |  | 0.4 | [10 empty] | Coal | 6000t total for all boilers + <1000t? wood waste | tonnes |  |  |  |  | Richmond | Nelson | 173.1355 | -41.3208 | 2008 TDC inventory with Sollys updated tonnage. Using mainly coal because boiler intended for wood waste has had major problems with it.
Horticulture | A012200 | Mainland Tomatoes | 37 Blackbyre Rd Richmond | Trevett vertical |  |  |  | 1 | [10 empty] | Coal | [6 empty] | Richmond | Nelson | 173.1355 | -41.3208
Horticulture | A012200 | Mainland Tomatoes | 37 Blackbyre Rd Richmond | Trevett vertical |  |  |  | 1 | [10 empty] | Coal | [6 empty] | Richmond | Nelson | 173.1355 | -41.3208
Horticulture | A012200 | Mainland Tomatoes | 37 Blackbyre Rd Richmond | Morrow economic boiler |  |  |  | 3 | [10 empty] | Coal | [6 empty] | Richmond | Nelson | 173.1355 | -41.3208
Horticulture | A012200 | Mainland Tomatoes | 37 Blackbyre Rd Richmond | Morrow economic boiler |  |  |  | 6 | [10 empty] | Coal | [6 empty] | Richmond | Nelson | 173.1355 | -41.3208
Horticulture | A012200 | Mainland Tomatoes | 37 Blackbyre Rd Richmond | Morrow economic boiler |  |  |  | 6 | [10 empty] | Coal | [6 empty] | Richmond | Nelson | 173.1355 | -41.3208
Horticulture | A012200 | Mainland Tomatoes | 37 Blackbyre Rd Richmond | Morrow economic boiler |  |  |  | 6 | [10 empty] | Coal | [6 empty] | Richmond | Nelson | 173.1355 | -41.3208
Horticulture | A012200 | Mainland Tomatoes | 64 Stanleys Road | [22 empty] | Harewood | Canterbury | 172.5613 | -43.4845 | Replace coal-fired boiler with 6MW wood-fired boiler
Horticulture |  | Moffatts Flower Co ltd | [23 empty] | Halswell | Canterbury | 172.5614 | -43.5968 | Boiler modification project to allow the use of wood fuels
Horticulture | A012200 | North Canterbury Tomatoes | 2404 Tram Road Nth Canterbury | Morrow under fire stoker |  | Waterwall | 2001 | 3 | Hot Water | Not stated but about .22 | 14 psi | 1500kw | 24 hours on some winter days | 365 |  | No |  | 90 | Sub-bituminous/Bituminous | 960 tonnes | Tonnes | [5 empty] | Nth Canterbury | 172.3675 | -43.3342 | Classed as a 3 pass boiler | With our type of opperation(glasshouses)the boiler runs as a big water cylinder and the houses call for heat as required,so not much in summer and heaps in winter.
Horticulture | A012200 | Nortonta Ltd | 123 Leeston Road |  | Morrow | Fire tube | 2005 | 6 | Hot Water |  |  |  | 6 to 18 | 360 |  | No |  | 90 | coal blend 24MJ/kg | 1200t | [5 empty] | CHRISTCHURCH 7674 | Canterbury | 172.4243 | -43.6534 | ¦ Fresh Tomato ¦
Horticulture | A012200 | Nortonta Ltd | 123 Leeston Road |  | Morrow standby (converted from oil to coal) | Fire tube | 1998 | 1.9 | Hot Water |  |  |  | 0 | 300 |  | No |  | 90 |  | 10t | [5 empty] | CHRISTCHURCH 7674 | Canterbury | 172.4243 | -43.6534 | <5 (while main boiler maintenance)
Horticulture | A012200 | NZ Hothouse Ltd | 328 Karaka Road Drury 2578 | Crone |  | Fire tube | 2000 | 8 | Hot water |  |  |  | ** | 365 |  | no |  | 90 | gas | 92000GJ | [5 empty] | DRURY 2248 | Auckalnd | 174.93 | -37.1215 | ¦ Capsicums ¦ Cucumber ¦ Fresh Tomato ¦
Horticulture | A012200 | NZ Hothouse Ltd | 328 Karaka Road Drury 2578 | Crone |  | Fire tube | 2001 | 8 | Hot water |  |  |  | ** | 365 |  | no |  | 90 | gas | 92000GJ | [5 empty] | DRURY 2249 | Auckalnd | 174.93 | -37.1215 | ** all highly variable under computer climate control
Horticulture | A012200 | NZ Hothouse Ltd | 328 Karaka Road Drury 2578 | Crone |  | Fire tube | 2003 | 4.8 | Hot water |  |  |  | ** | 365 |  | no |  | 90 | gas | 76000GJ | [5 empty] | DRURY 2250 | Auckalnd | 174.93 | -37.1215
Horticulture | A012200 | NZ Hothouse Ltd | 328 Karaka Road Drury 2578 | Crone |  | Fire tube | 2003 | 4.8 | Hot water |  |  |  | ** | 365 |  | no |  | 90 | gas | 76000GJ | [5 empty] | DRURY 2251 | Auckalnd | 174.93 | -37.1215 | Simon watson swatson@nzhothouse.co.nz
Horticulture |  | P H Kinzett Ltd | 401 Old Renwick Road |  |  | Fire tube |  | 4 | [5 empty] | 300 |  | no |  |  | wood waste incl. sawdust | 4000t | [5 empty] | BLENHEIM 7272 | Malborough | 173.898 | -41.4988
Horticulture |  | P H Kinzett Ltd | 400 Old Renwick Road |  |  | Fire tube |  | 3 | [5 empty] | 300 |  | no |  |  | coal | [6 empty] | BLENHEIM 7272 | Malborough | 173.898 | -41.4988 | ¦ Cherries ¦ Fresh Tomato ¦
Horticulture | A012200 | Paradise Growers | 870 Selwyn Road | Morrow | Tripass | Fire tube | 2003 | 2 | Hot water |  |  |  | 6 to 24 | 300 |  | no |  | 75 | Heaphy coal 24.2MJ/kg | 265t | [5 empty] | CHRISTCHURCH 7678 | Canterbury | 172.4684 | -43.5956 | ¦ Capsicums ¦
Horticulture |  | Parkgard Growers 2000 Limited | NO BOILER | [22 empty] | Whangarei 0185 | Bay of Pleanty
Horticulture | A012200 | Pineview Gardens Ltd | NO BOILER | [22 empty] | PUKEKOHE 2120 | aukland |  |  | ¦ Fresh Tomato ¦ Silverbeet ¦
Horticulture |  | Pomoana Gardens Limited | [23 empty] | Waimauku 0883 | aukland |  |  | NO REPLY
Horticulture | A012200 | Poppas Peppers 2009 Limited | 35 Airport Drive, R.D.3 | Crone? |  | * | 2000 | [6 empty] | 300 |  | no |  |  | Natural Gas | 8000GJ | [5 empty] | New Plymouth 4373 | Taranaki | 174.1706 | -39.0254 | * Three track system followed by condenser
Horticulture | A012200 | Rembrandt Van Rijen Ltd | RD 1 OHAUPO | Hanworthy |  | Firetube | 1965 | 3 | Hot Water |  |  |  | 10 to 24 | 270 |  | no |  | 90 | waste oil | 900000L | [5 empty] | OHAUPO 3881 | Waikato | 175.3527 | -37.9036 | ¦ Fresh Tomato ¦
Horticulture | A012200 | Rembrandt Van Rijen Ltd | RD 1 OHAUPO | Crone |  | Firetube | 1980 | 2.3 | Hot Water |  |  |  | 10 to 24 | 270 |  | no |  | 90 | LPG | 330000L | [5 empty] | OHAUPO 3881 | Waikato | 175.3527 | -37.9036
Horticulture |  | Riverland Nurseries | 38A Waimarie Rd Whenuapai Auckland 0618 | Heatserve |  |  | 1988 | 0.87 | Hot Water |  |  |  | 12-17hr | 300 |  |  |  | 83 | Coal | 350 | tonnes |  |  |  |  | Auckland 0618 | Auckland | 174.6393 | -36.7776
Horticulture |  | Shipherd Nurseries | 15 Shipherd road | Tompson |  | Fire tube | 1992 | 1.8 | Hot Water | 500 kg/hour | 1.8 bar | 1.8mw | 6 to 8 | 360 |  | no |  | 80 | Coal chips/Fines | BETWEEN 1000 AND 1200 TON A YEAR | Tonnes |  |  |  |  | RD 3 Pukekohe | Auckland | 174.8436 | -37.2476
Horticulture |  | Sinai Hort Ltd | 36 Hart Rd Richmond 7020 | [5 empty] | Hot Water | [9 empty] | coal | 200 | tonnes |  |  |  |  | Nelson 7020 | Nelson | 173.1726 | -41.3585 | 2008 TDC inventory with Sollys updated tonnage
Horticulture |  | Sinai Hort Ltd | 39 White Road Richmond | Morrow |  |  | 2003 |  | Hot Water | [9 empty] | coal | 200 | tonnes |  |  |  |  | Richmond | Nelson | 173.1617 | -41.3536
Horticulture |  | Southern Nurseries Ltd | Katikati | Bedroft |  |  |  | 0.4 | Hot Water | [9 empty] | coal | [6 empty] | Katikati | Bay of Pleanty | 175.9089 | -37.5938
Horticulture |  | Southern Nurseries Ltd | Katikati | Becroft |  |  |  | 0.4 | Hot Water | [9 empty] | coal | [6 empty] | Katikati | Bay of Pleanty | 175.9089 | -37.5938
Horticulture |  | Southern Nurseries Ltd | Katikati | Vekos |  |  |  | 1.5 | Hot water | [9 empty] | coal | [6 empty] | Katikati | Bay of Pleanty | 175.9089 | -37.5938
Horticulture | A012200 | Southern Paprika Ltd | 504 Woodcocks Rd Warkworth 0981 | Crone |  | Fire tube | 2001 | 4 | Hot water |  |  |  | 10 to 18 | 330 |  | no |  | 85 | gas | 20000GJ |  |  |  | 65 |  | WARKWORTH 0941 | Auckland | 174.6166 | -36.4093 | ¦ Capsicums ¦ Process Capsicums ¦
Horticulture | A012200 | Southern Paprika Ltd |  | Crone |  | Fire tube | 2001 | 8 | Hot water |  |  |  | 10 to 18 | 330 |  | no |  | 85 | gas | 50000GJ |  |  |  | 85 |  | WARKWORTH 0941 | Auckland | 174.6166 | -36.4093
Horticulture | A012200 | Southern Paprika Ltd |  | Crone |  | Fire tube | 2004 | 8 | Hot water |  |  |  | 10 to 18 | 330 |  | no |  | 85 | gas | 50000GJ |  |  |  | 85 |  | WARKWORTH 0941 | Auckland | 174.6166 | -36.4093
Horticulture | A012200 | Southern Paprika Ltd |  | Crone |  | Fire tube | 2008 | 8 | Hot water |  |  |  | 10 to 18 | 330 |  | no |  | 85 | gas | 50000GJ |  |  |  | 85 |  | WARKWORTH 0941 | Auckland | 174.6166 | -36.4093
Horticulture | A012200 | Status Produce Ltd | [5 empty] | 6 |  |  |  | 3 | 364 |  |  | no |  |  | Natural gas | [6 empty] | MANUKAU 2151 | Auckland | 174.8055 | -36.9503 | ¦ Cucumber ¦ Fresh Tomato ¦
Horticulture |  | Status Produce Ltd | 42 Favona Rd Mangere | Crone (Dutch firm) |  | Fire tube | 2000 | 7.5 | Hot Water |  |  |  | 10 to 15 | 330 |  | no |  | 95 | gas | 80000GJ |  |  |  | 85 |  | MANUKAU 2151 | Auckland | 174.8057 | -36.9503
Horticulture |  | Status Produce Ltd | 292 Harrisville Rd Tuakau |  |  | Fire tube | 1996 | 7.5 | Hot Water |  |  |  | 10 to 15 | 330 |  | no |  | 95 | gas | 140000GJ |  |  |  | 85 |  | MANUKAU 2151 | Auckland | 174.9589 | -37.2364
Horticulture |  | Status Produce Ltd | 153 Harrisville Rd Tuakau | Crone |  | Fire tube | 2000 | 7.5 | Hot Water |  |  |  | 10 to 15 | 330 |  | no |  | 95 | gas | 90000GJ |  |  |  | 85 |  | MANUKAU 2151 | Auckland | 174.9492 | -37.2429
Horticulture |  | Status Produce Ltd | 153 Harrisville Rd Tuakau | Crone |  | Fire tube | 2003 | 7.5 | Hot Water |  |  |  | 10 to 15 | 330 |  | no |  | 95 | gas | 90000GJ |  |  |  | 85 |  | MANUKAU 2151 | Auckland | 174.9492 | -37.2429
Horticulture |  | Stocks Roses | Levin | Vekos converted to HW | VP100 | Fire tube | 1965 | 1 | Hot Water |  |  |  | 1 to 12 | 300 |  | no |  | 50 | Huntly peas 22MJ/kg | 120t | [5 empty] | Levin | Manawatu
Horticulture | A012200 | The Chilli & Capsicum Co Ltd | 818 Tram Road | Beacon |  | Fire tube | 1999 | 0.9 | Hot water |  |  |  | 2 to 12 | 365 |  | no |  | 70 | coal blend 24MJ/kg | 550t | [5 empty] | Mandeville | Canterbury | 172.5548 | -43.3828
Horticulture | A012200 | Tiny Toms Ltd |  | Kroll oil burner to Aquaheat space heater |  |  |  | 0.15 | space heater |  |  |  | 6 to 12 | 240 |  | no |  | 50 | waste oil | 50000L | [5 empty] | CLEVEDON 2248 | Auckland |  |  | ¦ Fresh Tomato ¦
Horticulture | A012200 | Tiny Toms Ltd |  | Kroll oil burner to Aquaheat space heater |  |  |  | 0.15 | space heater |  |  |  | 6 to 12 | 240 |  | no |  | 50 | waste oil | 50000L | [5 empty] | CLEVEDON 2248 | Auckland
Horticulture |  | Under Glass (Bombay) Ltd | [23 empty] | Drury 2578 | Auckland |  |  | NO REPLY
Horticulture |  | Van Lier Nurseries | 241 Riverhead Rd Auckland 0892 |  |  |  | 1990 | 3 | Hot Water |  |  |  | 1-24hr | 365 |  |  |  | 80 | Gas | 10000 | GJ |  |  |  |  | Auckland 0892 | Auckland | 174.5765 | -36.7635
Horticulture |  | Van Lier Nurseries | 135 Chamberlain Rd Massey Auckland | Heatserve |  |  | 1980 | 0.88 | Hot Water |  |  |  | 6-24hr | 300 |  |  |  | 80 | Coal | 900 | tonnes |  |  |  |  | Auckland | Auckland | 174.5983 | -36.8491
Horticulture |  | Vege Fresh Growers Ltd | 72 Lawford Road | Morrow | Tripass | Fire tube | 2003 | 1.5 | Hot water |  |  |  | 3 to 24 | 365 |  | no |  | 85 | coal blend 24MJ/kg | 430t | [5 empty] | Christchurch 7675 | Canterbury | 172.4107 | -43.5385
Horticulture | A012200 | W & M Zwart | 617 Nelson Road | Vekos 70 |  | Fire tube |  | 0.75 | Hot water |  |  |  | 2 to 8 | 300 |  | no |  | 84 | Huntly coal 22MJ/kg |  |  | 300t |  |  |  | GISBORNE 4071 |  | 177.9766 | -38.6403 | ¦ Fresh Tomato ¦
Horticulture |  | Waitikiri Gardens | 449 Prestons Rd, Christchurch | Hamilton Heatpac |  | Waterwall |  | 0.8 | Hot Water |  | 0.5 |  | 10 | 300 |  | no |  | 70 | Coal Reefton blend | 220 | Tonnes |  |  |  |  | Christchurch | Canterbury | 172.6702 | -43.4735
Horticulture |  | Waitikiri Gardens | 450 Prestons Rd, Christchurch | Hamilton Heatpac |  | Waterwall |  | 0.8 | Hot Water |  | 0.5 |  | 10 | 300 |  | no |  | 70 | Coal Reefton blend | 220 | Tonnes |  |  |  |  | Christchurch | Canterbury | 172.6702 | -43.4735
Horticulture |  | Whakatane Growers | 99 Paroa Rd Whakatane 3191 |  |  | Coal boiler | *2007 | 2.3 | Hot Water |  |  |  | 1-16hr | 365 |  | No |  | 65 | Coal | 1550 for 2 boilers | tonnes | 22 |  |  |  | Whakatane 3191 | Bay of Pleanty | 176.9455 | -37.9551 | *2007 but first installed 60s at Paremoremo Prison
Horticulture |  | Whakatane Growers | 99 Paroa Rd Whakatane 3191 |  |  | Coal boiler | *2007 | 2.3 | Hot Water |  |  |  | 1-16hr | 365 |  | No |  | 65 | Coal |  | tonnes | 22 |  |  |  | Whakatane 3192 | Bay of Pleanty | 176.9455 | -37.9551 | *2007 but first installed 60s at Paremoremo Prison
Horticulture |  | Whakatane Growers | 99 Paroa Rd Whakatane 3191 | Hamilton Heatpak | Taylor 5000 PT | Coal boiler | *1990 | 1.5 | Hot Water |  |  |  | 1-16hr | 315 |  | No |  | 60 | Coal | 370 | tonnes | 22 |  |  |  | Whakatane 3193 | Bay of Pleanty | 176.9455 | -37.9551 | *1990 but first installed elsewhere 70s
Horticulture |  | Whakatane Growers | 99 Paroa Rd Whakatane 3191 | Ygnis/Aquatherm | EM 750 | Gas boiler | 2005 |  | Hot Water |  |  |  | 24hr | 330 |  | No |  | 70 | Gas | 13,500 for 4 boilers | GJ |  |  |  |  | Whakatane 3194 | Bay of Pleanty | 176.9455 | -37.9551 | Used for CO2 production only. Daily load is fairly even Summer or Winter.
Horticulture |  | Whakatane Growers | 99 Paroa Rd Whakatane 3191 | Ygnis/Aquatherm | AY750 | Gas boiler | 2001 | 0.75 | Hot Water |  |  |  | 24hr | 330 |  | No |  | 70 | Gas |  | GJ |  |  |  |  | Whakatane 3195 | Bay of Pleanty | 176.9455 | -37.9551 | Used for CO2 production only. Daily load is fairly even Summer or Winter.
Horticulture |  | Whakatane Growers | 99 Paroa Rd Whakatane 3191 | Ygnis/Aquatherm | AY150 | Gas boiler | 2001 | 0.15 | Hot Water |  |  |  | 24hr | 330 |  | No |  | 70 | Gas |  | GJ |  |  |  |  | Whakatane 3196 | Bay of Pleanty | 176.9455 | -37.9551 | Used for CO2 production only. Daily load is fairly even Summer or Winter.
Horticulture |  | Whakatane Growers | 99 Paroa Rd Whakatane 3191 | Ygnis/Aquatherm | EM 1200 | Gas boiler | 2009 | 1.2 | Hot Water |  |  |  | 8-18hr | 330 |  | No |  | 70 | Gas |  | GJ |  |  |  |  | Whakatane 3197 | Bay of Pleanty | 176.9455 | -37.9551
Horticulture |  | Williams Partnership | 185 Main Road Richmond | Fogarty |  |  | 1999 | 0.3 | HW | [9 empty] | Coal | 40 | tonnes |  |  |  |  | Richmond | Nelson | 173.156 | -41.3532 | 2008 TDC inventory with Sollys updated tonnage
Horticulture | A012200 | Yearbury Holdings Ltd | DRURY 2247 | Scott boiler with Hanworthy burner |  | Fire tube | 1975 | 1 | Hot water |  |  |  | 1 to 12 | 365 |  | no |  | 80 | waste oil | 140000L | [5 empty] | DRURY 2247 | Auckland |  |  | ¦ Cucumber ¦ Fresh Tomato ¦

## Hospitals 09
Sector | ANZSIC Code | CompanyName | Boiler Site | Boiler Make | Boiler Model No. | Boiler Type | Year Installed | Size MW | Output Type | Maximum Output Amount t/hr | Normal Operating Pressure bar | Normal Operating Output MW | Normal Hours Operated per Day | Normal Days Operated per Year | Boiler Annual Heat Output GWh | Winter Heating Only? | Annual Cogen Elec.Output kWh | Normal Boiler Operating Temperature oC | Fuel Type | Annual Fuel Use for Boiler Only | Fuel Unit | Fuel CV kJ per Fuel Unit | Date of Last Boiler Tuning Report | Operating Efficiency | Annual CO2e Emissions t | Town | Region | GIS - Easting | GIS - Northing | NOTES
Hospitals
Hospitals | Q840100 | Ashburn Clinic (Ashburn Hall Charitable Trust) | 496 Taieri Road Dunedin 9010 |  |  |  |  | 0.22 | [10 empty] | wood chip and pellet | [6 empty] | Dunedin | Otago | 170.4592 | -45.8523 | EECA list
Hospitals | Q840100 | AUCKLAND DHB | AUCKLAND HOSPITAL | MAXITHERM |  | Watertube | 1999 | 12.8 | Saturated Steam | 12 | 9 |  |  |  | 109.6704 |  |  | 236 | Dual gas/diesel | [7 empty] | Auckland
Hospitals | Q840100 | AUCKLAND DHB | AUCKLAND HOSPITAL | EASTEEL |  | Firetube | 2002 | 6 | Saturated Steam |  | 10 | [6 empty] | 184 | Gas | [7 empty] | Auckland
Hospitals | Q840100 | AUCKLAND DHB | AUCKLAND HOSPITAL | MAXITHERM |  |  | 1999 | 6 | Saturated Steam |  | 10 | [6 empty] | 184 | Gas | [7 empty] | Auckland
Hospitals | Q840100 | AUCKLAND DHB | GREENLANE HOSPITAL | MAXITHERM |  | Watertube | 1994 | 5 | Saturated Steam |  | 8.5 |  |  |  | 42.84 |  |  | 178 | Gas | [7 empty] | Auckland
Hospitals | Q840100 | AUCKLAND DHB | GREENLANE HOSPITAL | EASTEEL - STEAMPAC |  | Firetube | 1999 | 2.98 | Saturated Steam |  | 8.5 | [6 empty] | 178 | Gas | [7 empty] | Auckland
Hospitals | Q840100 | Auckland District Health Board | AA/03/1903 |  |  |  |  | 9.5 |  |  |  |  | 24 | 364 |  |  |  |  | Gas |  |  |  |  | 9.5 |  | Auckland City | Auckland | 174.7691 | -36.8605
Hospitals | Q840100 | Auckland District Health Board | AA/03/1903 |  |  |  |  | 6 |  |  |  |  | 24 | 0 |  |  |  |  | Gas |  |  |  |  | 12 |  | Auckland City | Auckland | 174.7691 | -36.8605 | Back-up boilers
Hospitals | Q840100 | Auckland District Health Board | AA/03/1903 |  |  |  |  | 6 |  |  |  |  | 24 | 0 |  |  |  |  | Gas |  |  |  |  | 12 |  | Auckland City | Auckland | 174.7691 | -36.8605 | Back-up boilers
Hospitals | Q840100 | Auckland Healthcare Services Ltd | Auckland Healthcare Services | [9 empty] | 12.5 | [5 empty] | Gas |  |  |  |  | 7.5 |  | Auckland City | Auckland | 174.7802 | -36.8938
Hospitals | Q840100 | Auckland Healthcare Services Ltd | Auckland Healthcare Services | [9 empty] | 14.5 | 182 |  |  |  |  | Gas |  |  |  |  | 4 |  | Auckland City | Auckland | 174.7802 | -36.8938
Hospitals | Q840100 | BAY OF PLENTY DHB | WHAKATANE HOSPITAL | EASTEEL |  | Firetube | 1994 | 1.2 | Steam |  | 1.5 |  |  |  | 5.2416 |  |  | 128 | Gas | [7 empty] | Bay of Pleanty
Hospitals | Q840100 | BAY OF PLENTY DHB | WHAKATANE HOSPITAL | EASTEEL |  | Firetube | 2001 | 1.7 | Saturated Steam |  | 1.5 |  |  |  | 14.8512 |  |  | 128 | Gas | [7 empty] | Bay of Pleanty
Hospitals | Q840100 | BAY OF PLENTY DHB | TAURANGA HOSPITAL | SCOTT |  | Firetube | 1992 | 1.2 |  | 1.8 | 10 |  |  |  | 10.4832 |  |  |  | Gas |  |  |  |  | 0.8 | 2490.8083 |  | Bay of Pleanty
Hospitals | Q840100 | BAY OF PLENTY DHB | TAURANGA HOSPITAL | SCOTT |  | Firetube | 1992 | 1.2 |  | 1.8 | 10 | [7 empty] | Gas |  |  |  |  | 0.8 |  |  | Bay of Pleanty
Hospitals | Q840100 | CANTERBURY DHB | PRINCESS MARGARET HOSPITAL CHCH | SCOTT |  | Firetube | 1970 | 1.4 | Saturated Steam | 1.81 | [7 empty] | 187 | [8 empty] | Canterbury
Hospitals | Q840100 | CANTERBURY DHB | PRINCESS MARGARET HOSPITAL CHCH |  |  |  | 2004 | 1.6 | Hot Water |  | 4.5 | [6 empty] | 145 | Electricity | [7 empty] | Canterbury
Hospitals | Q840100 | CANTERBURY DHB | PRINCESS MARGARET HOSPITAL CHCH |  |  |  | 2004 | 1 | Steam |  | 10.34 | [7 empty] | Electricity | [7 empty] | Canterbury
Hospitals | Q840100 | CANTERBURY DHB | CHRISTCHURCH HOSPITAL | ANDERSON |  | Firetube | 1966 | 1.4 | Saturated Steam | 7.2 | 8 |  |  |  | 12.2304 |  |  | 175 | Coal |  |  |  |  | 0.7 | 5736.407 |  | Canterbury
Hospitals | Q840100 | CANTERBURY DHB | CHRISTCHURCH HOSPITAL | ANDERSON |  | Firetube | 1966 | 1.4 | Saturated Steam | 7.2 | 8 | [6 empty] | 175 | Coal |  |  |  |  | 0.75 |  |  | Canterbury
Hospitals | Q840100 | CANTERBURY DHB | BURWOOD HOSPITAL |  |  | Firetube | 1970 | 0.925 | Saturated Steam | 1.2 | 8.5 |  |  |  | 8.0808 |  |  | 178 | Coal | [7 empty] | Canterbury
Hospitals | Q840100 | CANTERBURY DHB | BURWOOD HOSPITAL |  |  | Firetube | 1970 | 0.925 | Saturated Steam | 1.2 | 8.5 |  |  |  | 8.0808 |  |  | 178 | Coal |  |  |  |  | 0.8 | 3316.3603 |  | Canterbury
Hospitals | Q840100 | CANTERBURY DHB | HILLMORTON HOSPITAL | JAYMAC |  | Firetube | 2001 | 1.5 | Hot Water |  | 3 |  |  |  | 13.104 |  |  | 100 | LPG/Butane | [7 empty] | Canterbury
Hospitals | Q840100 | CANTERBURY DHB | HILLMORTON HOSPITAL | JAYMAC |  | Firetube | 2001 | 1.5 | Hot Water |  | 3 |  |  |  | 13.104 |  |  | 100 | LPG/Butane | [7 empty] | Canterbury
Hospitals | Q840100 | CANTERBURY DHB | CHRISTCHURCH HOSPITAL | ANDERSON |  | Firetube | 1966 | 1.5 | Saturated Steam | 7.2 | 8 |  |  |  | 13.104 |  |  | 175 | Coal |  |  |  |  | 0.75 | 5736.407 |  | Canterbury
Hospitals | Q840100 | CANTERBURY DHB | CHRISTCHURCH WOMENS HOSPITAL | [23 empty] | Canterbury
Hospitals | Q840100 | Canterbury DHB - | Hillmorton Hospital |  |  |  |  | 1.5 | [10 empty] | wood chip and pellet | [6 empty] | Spreydon ChristchurchCanterbury
Hospitals | Q840100 | CAPITAL COAST DHB | WELLINGTON HOSPITAL | BABCOCK |  | Watertube | 1974 | 7.325 | Hot Water |  | 7 |  |  |  | 63.9912 |  |  | 120 | Dual gas/diesel |  |  |  |  | 0.82 | 14833.4723 |  | Wellington
Hospitals | Q840100 | CAPITAL COAST DHB | WELLINGTON HOSPITAL | BABCOCK |  | Watertube | 1974 | 7.325 | Hot Water |  | 7 |  |  |  | 63.9912 |  |  | 120 | Gas |  |  |  |  | 0.82 | 14833.4723 |  | Wellington
Hospitals | Q840100 | CAPITAL COAST DHB | KENEPURU HOSPITAL | ALLEN YGNIS |  | Watertube |  | 1.02 | Hot Water | [9 empty] | Gas | [7 empty] | Wellington
Hospitals | Q840100 | CAPITAL COAST DHB | KENEPURU HOSPITAL | ALLEN YGNIS |  | Watertube |  | 1.02 | Hot Water | [9 empty] | Gas | [7 empty] | Wellington
Hospitals | Q840100 | CAPITAL COAST DHB | KENEPURU HOSPITAL | ALLEN YGNIS |  | Watertube |  | 1.02 | Hot Water | [9 empty] | Gas | [7 empty] | Wellington
Hospitals | Q840100 | CAPITAL COAST DHB | KENEPURU HOSPITAL | HOVAL |  | Watertube |  | 0.29 | Hot Water | [9 empty] | Gas | [7 empty] | Wellington
Hospitals | Q840100 | CAPITAL COAST DHB | KENEPURU HOSPITAL | Energy Products International |  | Watertube |  | 0.103 | Hot Water | [9 empty] | Gas | [7 empty] | Wellington
Hospitals | Q840100 | CAPITAL COAST DHB | KENEPURU HOSPITAL | ALLEN YGNIS |  | Watertube |  | 0.482 | Hot Water | 0.727 | [7 empty] | 100 | Gas | [7 empty] | Wellington
Hospitals | Q840100 | CAPITAL COAST DHB | KENEPURU HOSPITAL | ALLEN YGNIS |  | Watertube |  | 0.482 | Hot Water | 0.727 | [7 empty] | 100 | Gas | [7 empty] | Wellington
Hospitals | Q840100 | CAPITAL COAST DHB | WELLINGTON HOSPITAL | AQUATHERM |  | Watertube |  | 0.24 | Hot Water | [9 empty] | Gas | [7 empty] | Wellington
Hospitals | Q840100 | CAPITAL COAST DHB | WELLINGTON HOSPITAL | MAXITHERM |  | Watertube |  | 0.35 | Steam | [9 empty] | Gas | [7 empty] | Wellington
Hospitals | Q840100 | CAPITAL COAST DHB | WELLINGTON HOSPITAL | MAXITHERM |  | Watertube | 1999 | 1.6 | Steam |  | 10.5 | [7 empty] | Gas | [7 empty] | Wellington
Hospitals | Q840100 | CAPITAL COAST DHB | WELLINGTON HOSPITAL | AQUATHERM YGNIS |  | Watertube | 1999 | 0.75 | Hot Water |  | 7.5 | [7 empty] | Gas | [7 empty] | Wellington
Hospitals | Q840100 | CAPITAL COAST DHB | WELLINGTON HOSPITAL | HOVAL |  | Watertube |  | 0.235 | Hot Water | [9 empty] | Gas | [7 empty] | Wellington
Hospitals | Q840100 | CAPITAL COAST DHB | WELLINGTON HOSPITAL | HOVAL |  | Watertube |  | 0.085 | Hot Water | [9 empty] | Gas | [7 empty] | Wellington
Hospitals | Q840100 | CAPITAL COAST DHB | WELLINGTON HOSPITAL |  |  | Watertube |  |  | Hot Water |  | 11 | [6 empty] | 99 | Gas | [7 empty] | Wellington
Hospitals | Q840100 | CAPITAL COAST DHB | WELLINGTON HOSPITAL |  |  | Watertube |  | 0.06 | Steam | 0.092 | 0.7 | [7 empty] | Gas | [7 empty] | Wellington
Hospitals | Q840100 | CAPITAL COAST DHB | WELLINGTON HOSPITAL |  |  |  |  | 0.055 | Hot Water | [8 empty] | 75 | Gas | [7 empty] | Wellington
Hospitals | Q840100 | CAPITAL COAST DHB | WELLINGTON HOSPITAL |  |  |  |  | 0.055 | Hot Water | [9 empty] | Gas | [7 empty] | Wellington
Hospitals | Q840100 | CAPITAL COAST DHB | PORIRUA HOSPITAL | HOVAL |  | Watertube |  | 0.147 | Hot Water | [9 empty] | Gas | [7 empty] | Wellington
Hospitals | Q840100 | CAPITAL COAST DHB | PORIRUA HOSPITAL | CUDDON |  | Watertube |  | 0.2 | Hot Water | [9 empty] | Gas | [7 empty] | Wellington
Hospitals | Q840100 | CAPITAL COAST DHB | PORIRUA HOSPITAL | uncertain |  | Watertube |  | 0.06 | Hot Water | [9 empty] | Gas | [7 empty] | Wellington
Hospitals | Q840100 | CAPITAL COAST DHB | PORIRUA HOSPITAL | ALLEN YGNIS |  | Watertube |  | 0.337 | Hot Water | [9 empty] | Gas | [7 empty] | Wellington
Hospitals | Q840100 | CAPITAL COAST DHB | PORIRUA HOSPITAL | ALLEN YGNIS |  | Watertube |  | 0.337 | Hot Water | [9 empty] | Gas | [7 empty] | Wellington
Hospitals | Q840100 | CAPITAL COAST DHB | PORIRUA HOSPITAL | ALLEN YGNIS |  | Watertube |  | 0.337 | Hot Water | [9 empty] | Gas | [7 empty] | Wellington
Hospitals | Q840100 | CAPITAL COAST DHB | PORIRUA HOSPITAL | HOVAL |  | Watertube |  | 0.21 | Hot Water | [9 empty] | Gas | [7 empty] | Wellington
Hospitals | Q840100 | CAPITAL COAST DHB | PORIRUA HOSPITAL | RADCO |  | Watertube |  | 0.65 | Hot Water | [9 empty] | Gas | [7 empty] | Wellington
Hospitals | Q840100 | CAPITAL COAST DHB | PORIRUA HOSPITAL | RADCO |  | Watertube |  | 0.65 | Hot Water | [9 empty] | Gas | [7 empty] | Wellington
Hospitals | Q840100 | CAPITAL COAST DHB | PORIRUA HOSPITAL | RADCO |  | Watertube |  | 0.65 | Hot Water | [9 empty] | Gas | [7 empty] | Wellington
Hospitals | Q840100 | CAPITAL COAST DHB | PORIRUA HOSPITAL | CUDDON |  | Watertube |  |  | Hot Water | [9 empty] | Gas | [7 empty] | Wellington
Hospitals | Q840100 | CAPITAL COAST DHB | PORIRUA HOSPITAL | CUDDON |  | Watertube |  | 0.337 | Hot Water | [9 empty] | Gas | [7 empty] | Wellington
Hospitals | Q840100 | CAPITAL COAST DHB | PORIRUA HOSPITAL | CUDDON |  | Watertube |  | 0.337 | Hot Water | [9 empty] | Gas | [7 empty] | Wellington
Hospitals | Q840100 | CAPITAL COAST DHB | PORIRUA HOSPITAL | ALLEN YGNIS |  | Watertube |  |  | Hot Water | [9 empty] | Gas | [7 empty] | Wellington
Hospitals | Q840100 | CAPITAL COAST DHB | PARAPARAUMU HOSPITAL | uncertain |  | Watertube | 1990 | 0.65 | Hot Water | [9 empty] | Gas | [7 empty] | Wellington
Hospitals | Q840100 | CAPITAL COAST DHB | PARAPARAUMU HOSPITAL | HOVAL |  | Watertube |  | 0.235 | Hot Water | [9 empty] | Gas | [7 empty] | Wellington
Hospitals | Q840100 | CAPITAL COAST DHB | PARAPARAUMU HOSPITAL | HOVAL |  | Watertube |  | 0.235 | Hot Water | [9 empty] | Dual gas/diesel | [7 empty] | Wellington
Hospitals | Q840100 | CAPITAL COAST DHB | PARAPARAUMU HOSPITAL | HOVAL |  | Watertube |  | 0.235 | Hot Water | [9 empty] | Dual gas/diesel | [7 empty] | Wellington
Hospitals | Q840100 | CAPITAL COAST DHB | FORENSIC |  |  |  |  | 0.15 | Hot Water | [9 empty] | Gas | [7 empty] | Wellington
Hospitals | Q840100 | CAPITAL COAST DHB | FORENSIC | AQUAHEAT |  | Watertube |  | 0.6 | Hot Water | [9 empty] | Gas | [7 empty] | Wellington
Hospitals | Q840100 | CAPITAL COAST DHB | FORENSIC | AQUAHEAT |  | Watertube |  | 0.6 | Hot Water | [9 empty] | Gas | [7 empty] | Wellington
Hospitals | Q840100 | CAPITAL COAST DHB | FORENSIC | YGNIS |  | Watertube |  | 0.125 | Hot Water |  | 0.5 | [7 empty] | Gas | [7 empty] | Wellington
Hospitals | Q840100 | COUNTIES MANAKAU DHB | MIDDLEMORE HOSPITAL | HOVAL |  | Firetube | 1990 | 2.05 | Hot Water | [5 empty] | 17.5644 |  |  |  | Dual gas/diesel | [7 empty] | Bay of Pleanty
Hospitals | Q840100 | COUNTIES MANAKAU DHB | MIDDLEMORE HOSPITAL | HOVAL |  | Firetube | 1990 | 2.05 | Hot Water | [5 empty] | 17.5644 |  |  |  | Dual gas/diesel | [7 empty] | Bay of Pleanty
Hospitals | Q840100 | COUNTIES MANAKAU DHB | MIDDLEMORE HOSPITAL | HOVAL |  | Firetube | 1980 | 0.762 | Hot Water | [5 empty] | 6.5288 |  |  |  | Dual gas/diesel | [7 empty] | Bay of Pleanty
Hospitals | Q840100 | COUNTIES MANAKAU DHB | MIDDLEMORE HOSPITAL | HOVAL |  | Firetube | 1980 | 0.762 | Hot Water | [5 empty] | 6.5288 |  |  |  | Dual gas/diesel | [7 empty] | Bay of Pleanty
Hospitals | Q840100 | COUNTIES MANAKAU DHB | MIDDLEMORE HOSPITAL | HOVAL |  | Firetube | 1990 | 1.465 | Hot Water | [5 empty] | 12.5521 |  |  |  | Dual gas/diesel | [7 empty] | Bay of Pleanty
Hospitals | Q840100 | COUNTIES MANAKAU DHB | MIDDLEMORE HOSPITAL | HOVAL |  | Firetube | 1990 | 1.465 | Hot Water | [5 empty] | 12.5521 |  |  |  | Dual gas/diesel | [7 empty] | Bay of Pleanty
Hospitals | Q840100 | COUNTIES MANAKAU DHB | MIDDLEMORE HOSPITAL | SCOTT |  | Firetube | 1980 | 0.63 | Saturated Steam | 0.816 | 10 |  |  |  | 5.3978 |  |  | 184 | Dual gas/diesel | [7 empty] | Bay of Pleanty
Hospitals | Q840100 | COUNTIES MANAKAU DHB | MIDDLEMORE HOSPITAL | SCOTT |  | Firetube | 1980 | 0.63 | Saturated Steam | 0.816 | 10 |  |  |  | 5.3978 |  |  | 184 | Dual gas/diesel | [7 empty] | Bay of Pleanty
Hospitals | Q840100 | Counties Manukau District Health Board | Counties Manukau DHB | [8 empty] | 2.05 | 5 | 364 |  |  |  |  | Gas | 800kg/hr | [5 empty] | Manukau City | Auckland | 174.8397 | -36.9624 | Only half capacity used at any one time
Hospitals | Q840100 | Counties Manukau District Health Board | Counties Manukau DHB |  |  |  |  | 1.5 |  |  |  | 3.4 | 16.8 | 364 |  |  |  |  | Gas | average 5568GJ/yr | [5 empty] | Manukau City | Auckland | 174.8397 | -36.9624 | Aaggregate rating of the 8 boilers
Hospitals | Q840100 | Counties Manukau District Health Board | Counties Manukau DHB |  |  |  |  | 1.5 |  |  |  | 3.4 | 16.8 | 364 |  |  |  |  | Gas | average 5568GJ/yr | [5 empty] | Manukau City | Auckland | 174.8397 | -36.9624 | Aaggregate rating of the 8 boilers
Hospitals | Q840100 | Counties Manukau District Health Board | Counties Manukau DHB |  |  |  |  | 1 |  |  |  | 3.4 | 16.8 | 364 |  |  |  |  | Gas | average 5568GJ/yr | [5 empty] | Manukau City | Auckland | 174.8397 | -36.9624 | Aaggregate rating of the 8 boilers
Hospitals | Q840100 | Counties Manukau District Health Board | Counties Manukau DHB |  |  |  |  | 1 |  |  |  | 3.4 | 16.8 | 364 |  |  |  |  | Gas | average 5568GJ/yr | [5 empty] | Manukau City | Auckland | 174.8397 | -36.9624 | Aaggregate rating of the 8 boilers
Hospitals | Q840100 | Counties Manukau District Health Board | Counties Manukau DHB |  |  |  |  | 0.9 |  |  |  | 3.4 | 16.8 | 364 |  |  |  |  | Gas | average 5568GJ/yr | [5 empty] | Manukau City | Auckland | 174.8397 | -36.9624 | Aaggregate rating of the 8 boilers
Hospitals | Q840100 | Counties Manukau District Health Board | Counties Manukau DHB |  |  |  |  | 0.9 |  |  |  | 3.4 | 16.8 | 364 |  |  |  |  | Gas | average 5568GJ/yr | [5 empty] | Manukau City | Auckland | 174.8397 | -36.9624 | Aaggregate rating of the 8 boilers
Hospitals | Q840100 | ENERGY FOR INDUSTRY | DUNEDIN ENERGY CENTRE | DANIEL ADAMSON |  | Waterwall | 1958 | 6.83 | Saturated Steam | 10.5 | 10.3 |  |  |  | 59.6669 |  |  | 185 | Coal | [7 empty] | Otago
Hospitals | Q840100 | ENERGY FOR INDUSTRY | DUNEDIN ENERGY CENTRE | DANIEL ADAMSON |  | Waterwall | 1958 | 6.83 | Saturated Steam | 10.5 | 10.3 | [6 empty] | 185 | Coal | [7 empty] | Otago
Hospitals | Q840100 | ENERGY FOR INDUSTRY | DUNEDIN ENERGY CENTRE | JOHN THOMPSON |  | Waterwall | 1967 | 7.39 | Saturated Steam | 11.8 | 10.3 | [6 empty] | 185 | Coal | [7 empty] | Otago
Hospitals | Q840100 | ENERGY FOR INDUSTRY | DUNEDIN ENERGY CENTRE | JOHN THOMPSON |  | Waterwall | 1980 | 7.65 | Saturated Steam | 12.2 | 10.3 | [6 empty] | 185 | Coal | [7 empty] | Otago
Hospitals | Q840100 | ENERGY FOR INDUSTRY | AUCKLAND HOSPITAL COGEN | DEUTZ |  |  | 2005 | 2.1 | Hot Water | [8 empty] | 105 | Gas | [7 empty] | Auckland
Hospitals | Q840100 | ENERGY FOR INDUSTRY | NELSON HOSPITAL | SCOTT |  | Firetube | 2006 | 1.6 | Saturated Steam | 2.4 | 10 |  |  |  | 13.44 |  |  | 184 | Biogas |  |  |  |  | 0.75 | 0 |  | Nelson
Hospitals | Q840100 | ENERGY FOR INDUSTRY | AUCKLAND HOSPITAL COGEN | DEUTZ |  |  | 2005 | 2.1 | Hot Water | [8 empty] | 105 | Gas | [7 empty] | Auckland
Hospitals | Q840100 | GILLIES HOSPITAL | GILLIES HOSPITAL | YGNIS |  |  | 1984 | 0.365 | Hot Water | [5 empty] | 3.1886 |  |  | 60 | Gas
Hospitals | Q840100 | GILLIES HOSPITAL | GILLIES HOSPITAL | BURNS AND FERRAL |  |  | 1989 | 0.092 | Steam |  | 4.5 |  |  |  | 0.80371 |  |  | 135 | Electricity
Hospitals | Q840100 | GILLIES HOSPITAL | GILLIES HOSPITAL | YGNIS |  |  | 1984 | 0.365 | Hot Water | [5 empty] | 3.1886 |  |  | 60 | Gas
Hospitals | Q840100 | GUARDIAN | SUNSET | HOVAL |  |  | 1975 | 0.264 | Hot Water | [5 empty] | 2.3063 |  |  | 80 | Gas
Hospitals | Q840100 | GUARDIAN | SUNSET | HOVAL |  |  | 1975 | 0.264 | Hot Water | [5 empty] | 2.3063 |  |  | 80 | Gas
Hospitals | Q840100 | HAWKES BAY DHB | HAWKES BAY HOSPITAL | SCOTT |  |  | 2001 | 1.2 | Steam | 1.82 | 10.35 |  |  |  | 10.4832 |  |  | 180 | Gas | [7 empty] | Hawke's Bay
Hospitals | Q840100 | HAWKES BAY DHB | HAWKES BAY HOSPITAL | AQUATHERM |  |  | 2004 | 2.3 | Hot Water |  | 7.5 |  |  |  | 20.0928 |  |  | 105 | Gas | [7 empty] | Hawke's Bay
Hospitals | Q840100 | HAWKES BAY DHB | HAWKES BAY HOSPITAL | AQUATHERM |  |  | 2004 | 2.3 | Hot Water |  | 7.5 | [6 empty] | 105 | Gas | [7 empty] | Hawke's Bay
Hospitals | Q840100 | Hawke's Bay District Health Board | Omahu Rd Hastings |  |  |  | 2008 consented | 2.3 | [10 empty] | Natural gas/diesel | [6 empty] | Hastings | Hawkes Bay |  |  | HBRC consent
Hospitals | Q840100 | Healthcare Otago - Balclutha Hospital | The Hill, Balclutha |  |  |  |  | 4.2 | HW | [6 empty] | No |  |  | Coal | 1000? | tonnes |  |  |  |  | Balclutha | Otago |  |  | 2005 ORC inventory
Hospitals | Q840100 | Healthcare Otago - Balclutha Hospital - standby | The Hill, Balclutha |  |  |  |  | 1.2 | HW | [6 empty] | No |  |  | Diesel | 2500? | litres |  |  |  |  | Balclutha | Otago |  |  | 2005 ORC inventory
Hospitals | Q840100 | Healthcare Otago – Wakari Hospital | [16 empty] | LPG | [10 empty] | 2005 ORC inventory
Hospitals | Q840100 | Healthcare Otago – Wakari Hospital | [5 empty] | 3 | [10 empty] | coal | [10 empty] | 2005 ORC inventory
Hospitals
Hospitals | Q840100 | HUTT VALLEY DHB | HUTT VALLEY HOSPITAL | AQUAHEAT |  | Watertube |  | 1 | Hot Water | [8 empty] | 85 | Gas | [7 empty] | Wellington
Hospitals | Q840100 | HUTT VALLEY DHB | HUTT VALLEY HOSPITAL | AQUAHEAT |  | Watertube | 0 | 1 | Hot Water | [8 empty] | 85 | Gas | [7 empty] | Wellington
Hospitals | Q840100 | HUTT VALLEY DHB | HUTT VALLEY HOSPITAL | AQUAHEAT |  | Watertube |  | 1 | Hot Water | [8 empty] | 80 | Gas | [7 empty] | Wellington
Hospitals | Q840100 | HUTT VALLEY DHB | HUTT VALLEY HOSPITAL | AQUAHEAT |  | Waterwall |  | 1 | Hot Water | [8 empty] | 80 | Gas | [7 empty] | Wellington
Hospitals | Q840100 | HUTT VALLEY DHB | HUTT VALLEY HOSPITAL | AQUAHEAT |  | Watertube |  | 1 | Hot Water | [8 empty] | 85 | Gas | [7 empty] | Wellington
Hospitals | Q840100 | LAKES DHB | ROTORUA HOSPITAL | EAST COAST STEAM - AUSTRALIA, BRISBANE |  | Watertube | 2006 | 0.25 | Saturated Steam | 0.4 | 7 |  |  |  | 2.184 |  |  |  | Gas | [7 empty] | Waikato
Hospitals | Q840100 | LAKES DHB | ROTORUA HOSPITAL | VEKOS |  |  |  | 3 | Hot Water |  | 10.5 | [7 empty] | Coal | [7 empty] | Waikato
Hospitals | Q840100 | LAKES DHB | ROTORUA HOSPITAL | EAST COAST STEAM - AUSTRALIA, BRISBANE |  |  | 1997 | 0.25 | Saturated Steam | [5 empty] | 2.184 |  |  |  | Gas | [7 empty] | Waikato
Hospitals | Q840100 | Manuka Street Trust Hospital | 36 Manuka St Nelson | [5 empty] | HW | [6 empty] | No |  |  | Diesel | 21000? | litres |  |  |  |  | Nelson | Nelson | 173.2905 | -41.2788 | 2006 NCC inventory
Hospitals | Q840100 | MERCY HOSPITAL | AUCKLAND | ANDERSON |  | Firetube | 1979 | 1.4 | Saturated Steam | 1.814 | 6 | [6 empty] | 100 | Gas |  |  |  |  | 0.7 |  |  | Auckalnd
Hospitals | Q840100 | MERCY HOSPITAL | AUCKLAND | ANDERSON |  | Firetube | 1979 | 1.4 | Saturated Steam | 1.814 | 7 | [6 empty] | 100 | Dual gas/diesel |  |  |  |  | 0.85 |  |  | Auckalnd
Hospitals | Q840100 | MERCY HOSPITAL | AUCKLAND | AQUATHERM |  |  | 2001 | 0.6 | Hot Water | [5 empty] | 5.2416 |  |  | 80 | LPG/Butane |  |  |  |  | 0.85 | 1340.8629 |  | Auckalnd
Hospitals | Q840100 | MERCY HOSPITAL | AUCKLAND | AQUATHERM |  |  | 1968 | 0.45 | Hot Water | [9 empty] | LPG/Butane | [7 empty] | Auckalnd
Hospitals | Q840100 | MERCY HOSPITAL | AUCKLAND | ANDERSON |  | Firetube | 1979 | 1.4 | Saturated Steam | 1.814 | 7 |  |  |  | 12.2304 |  |  |  | Dual gas/diesel | [7 empty] | Auckalnd
Hospitals | Q840100 | MIDCENTRAL DHB | PALMERSTON NORTH | BABCOCK & WILCOX |  | Firetube | 1971 | 6 | Saturated Steam |  | 10.34 |  |  |  | 52.416 |  |  | 186 | Gas |  |  |  |  | 0.81 | 12300.288 |  | Manawatu
Hospitals | Q840100 | MIDCENTRAL DHB | PALMERSTON NORTH | BABCOCK & WILCOX |  | Firetube | 1971 | 6 | Saturated Steam |  | 10.34 |  |  |  | 8.97 |  |  | 186 | Gas |  |  |  |  | 0.81 | 2104.96 |  | Manawatu
Hospitals | Q840100 | MIDCENTRAL DHB | PALMERSTON NORTH | BABCOCK & WILCOX |  | Firetube | 1974 | 6.2 | [10 empty] | Coal |  |  |  |  | 0.8 |  |  | Manawatu
Hospitals | Q840100 | Mossbrae Hospital | Argyle Street Dunedin |  |  |  |  | 0.249 | [10 empty] | Diesel | 46000? | litres |  |  |  |  | Dunedin | Otago |  |  | 2005 ORC inventory
Hospitals | Q840100 | NELSON MARLBOROUGH DHB | NELSON HOSPITAL | BABCOCK & WILCOX |  | Firetube | 1986 | 4 | Saturated Steam |  | 10 | [6 empty] | 185 | Coal | [7 empty] | Nelson
Hospitals | Q840100 | NELSON MARLBOROUGH DHB | NELSON HOSPITAL | JOHN THOMPSON |  | Firetube | 1981 | 2.9 | Saturated Steam |  | 10 | [6 empty] | 185 | Coal | [7 empty] | Nelson
Hospitals | Q840100 | Nelson Marlborough Health Services Ltd | Waimea Rd Nelson | BABCOCK & WILCOX |  |  |  | 4 | Steam | [6 empty] | No |  |  | Coal | 700? | tonnes |  |  |  |  | Nelson | Nelson |  |  | Fuel use estimated from gas replacing most of 3320t coal used in 2006
Hospitals | Q840100 | Nelson Marlborough Health Services Ltd | Waimea Rd Nelson | JOHN THOMPSON |  |  |  | 2.9 | Steam | [6 empty] | No |  |  | Coal | 700? | tonnes |  |  |  |  | Nelson | Nelson |  |  | Fuel use estimated from gas replacing most of 3320t coal used in 2006
Hospitals | Q840100 | Nelson Marlborough Health Services Ltd | Waimea Rd Nelson | Scott |  |  |  | 2 | Steam | [6 empty] | No |  |  | Landfill Gas | 50,000? | GJ |  |  |  |  | Nelson | Nelson |  |  | Fuel use estimated from stated 40t steam per day from gas
Hospitals | Q840100 | NORTHLAND DHB | BAY OF ISLANDS HOSPITAL |  |  |  |  | 1 | [6 empty] | 8.736 |  |  |  | Coal | [7 empty] | Northland
Hospitals | Q840100 | NORTHLAND DHB | BAY OF ISLANDS HOSPITAL |  |  |  |  | 1 | [10 empty] | Coal | [7 empty] | Northland
Hospitals | Q840100 | NORTHLAND DHB | WHANGAREI HOSPITAL | EASTEEL |  | Firetube | 1985 | 1.4 | Saturated Steam | 1.8 | 10 |  |  |  | 12.2304 |  |  | 184 | Dual gas/diesel |  |  |  |  | 0.7 | 3321.0778 |  | Northland
Hospitals | Q840100 | NORTHLAND DHB | WHANGAREI HOSPITAL | EASTEEL |  | Firetube | 1985 | 1.4 | Saturated Steam | 1.8 | 10 |  |  |  | 12.2304 |  |  | 184 | Dual gas/diesel |  |  |  |  | 0.7 | 3321.0778 |  | Northland
Hospitals | Q840100 | NORTHLAND DHB | WHANGAREI HOSPITAL | EASTEEL |  | Firetube | 1985 | 1.4 | Saturated Steam | 1.8 | 10 | [6 empty] | 184 | Dual gas/diesel |  |  |  |  | 0.65 |  |  | Northland
Hospitals | Q840100 | NORTHLAND DHB | WHANGAREI HOSPITAL | EASTEEL |  | Firetube | 1985 | 1.4 | Saturated Steam | 1.8 | 10 | [6 empty] | 184 | Dual gas/diesel |  |  |  |  | 0.65 |  |  | Northland
Hospitals | Q840100 | NORTHLAND DHB | DARGAVILLE HOSPITAL | EASTEEL |  |  | 1992 | 0.77 | Saturated Steam | 1 | 10 |  |  |  | 6.7267 |  |  | 184 | Oil/Diesel | [7 empty] | Northland
Hospitals | Q840100 | NORTHLAND DHB | DARGAVILLE HOSPITAL | EASTEEL |  |  | 1992 | 0.77 | Saturated Steam | 1 | 10 | [6 empty] | 184 | Oil/Diesel | [7 empty] | Northland
Hospitals | Q840100 | NORTHLAND DHB | KAITAIA HOSPITAL | EASTEEL |  |  | 1992 | 0.77 | Saturated Steam | 1 | 10 |  |  |  | 6.7267 |  |  | 184 | Oil/Diesel | [7 empty] | Northland
Hospitals | Q840100 | NORTHLAND DHB | KAITAIA HOSPITAL | EASTEEL |  |  | 1992 | 0.77 | Saturated Steam | 1 | 10 | [6 empty] | 184 | Oil/Diesel | [7 empty] | Northland
Hospitals | Q840100 | NURSE MAUDE | NURSE MAUDE CHRISTCHURCH | HOVAL |  | Watertube | 2001 | 0.21 | Hot Water |  | 2 |  |  |  | 1.8346 |  |  | 85 | LPG/Butane |  |  |  |  | 0.816 | 488.8563 |  | Canterbury
Hospitals | Q840100 | NURSE MAUDE | NURSE MAUDE CHRISTCHURCH | HOVAL |  | Watertube | 2001 | 0.21 | Hot Water |  | 2 |  |  |  | 1.8346 |  |  | 85 | LPG/Butane |  |  |  |  | 0.816 | 488.8563 |  | Canterbury
Hospitals | Q840100 | Oamaru Hospital | Oamaru | [15 empty] | Coal | 7000? | tonnes |  |  |  |  | Oamaru | Otago |  |  | 2005 ORC inventory
Hospitals | Q840100 | Oamaru Hospital | Oamaru |  |  |  |  | 0.134 | [10 empty] | Diesel | 100 | litres |  |  |  |  | Oamaru | Otago |  |  | 2005 ORC inventory
Hospitals | Q840100 | OTAGO DHB | WAIKARE HOSPITAL | SCOTT |  | Firetube | 1991 | 1.5 | Hot Water |  | 3 |  |  |  | 13.104 |  |  | 75 | LPG/Butane |  |  |  |  | 0.8 | 3561.6672 |  | Otago
Hospitals | Q840100 | OTAGO DHB | LESLIE GROVES HOSPITAL | [23 empty] | Otago
Hospitals | Q840100 | PARKHAVEN HOSPITAL | PARKHAVEN HOSPITAL | RAYPAK Atmospheric Boiler |  |  | 1990 | 0.043 | Hot Water | [5 empty] | 0.37565 |  |  |  | Gas
Hospitals | Q840100 | PARKHAVEN HOSPITAL | PARKHAVEN HOSPITAL |  |  |  | 1990 | 0.275 | Hot Water | [5 empty] | 2.4024 |  |  |  | Gas
Hospitals | Q840100 | PARKHAVEN HOSPITAL | PARKHAVEN HOSPITAL |  |  |  | 19990 | 0.0275 | Hot Water | [5 empty] | 0.24024 |  |  |  | Gas
Hospitals | Q840100 | SOUTH CANTERBURY DHB | TIMARU HOSPITAL | ANDERSON |  | Firetube | 1984 | 1.7 | Saturated Steam | 2.3 | 10.4 |  |  |  | 14.8512 |  |  | 186 | Coal | [7 empty] | Canterbury
Hospitals | Q840100 | SOUTH CANTERBURY DHB | TIMARU HOSPITAL | ANDERSON |  | Firetube | 1984 | 1.7 | Saturated Steam | 2.3 | 10.4 | [6 empty] | 186 | Coal | [7 empty] | Canterbury
Hospitals | Q840100 | SOUTHERN CROSS HOSPITAL | NORTH HARBOUR | EAST COAST STEAM - AUSTRALIA, BRISBANE |  |  | 1999 | 0.1 | Hot Water | 0.157 |  |  |  |  | 0.624 |  |  |  | Gas
Hospitals | Q840100 | SOUTHERN CROSS HOSPITAL | NORTH HARBOUR | EAST COAST STEAM - AUSTRALIA, BRISBANE |  |  | 1999 | 0.1 | Hot Water | [5 empty] | 0.624 |  |  |  | Gas
Hospitals | Q840100 | SOUTHERN CROSS HOSPITAL | BRIGHTSIDE |  |  |  | 2000 | 0.056 | Hot Water | [5 empty] | 0.46099 |  |  |  | Electricity
Hospitals | Q840100 | SOUTHERN CROSS HOSPITAL | BRIGHTSIDE |  |  |  | 2004 | 0.04 | Hot Water | [5 empty] | 0.32928 |  |  |  | Electricity
Hospitals | Q840100 | SOUTHERN CROSS HOSPITAL | AUCKLAND SURGICAL CENTRE | EAST COAST STEAM - AUSTRALIA, BRISBANE |  |  | 2007 | 0.2 | Steam | 0.309 | 10 |  |  |  | 1.6464 |  |  | 130 | Gas | [7 empty] | Auckland
Hospitals | Q840100 | SOUTHERN CROSS HOSPITAL | AUCKLAND SURGICAL CENTRE | EAST COAST STEAM - AUSTRALIA, BRISBANE |  |  | 2007 | 0.2 | Hot Water | 0.309 | 10 |  |  |  | 1.6464 |  |  | 130 | Gas | [7 empty] | Auckland
Hospitals | Q840100 | SOUTHLAND HOSPITAL | SOUTHLAND HOSPITAL | ANDERSON |  | Firetube | 1966 | 5.1 | Saturated Steam |  | 10 |  |  |  | 44.5536 |  |  | 184 | Lignite | [7 empty] | Southland
Hospitals | Q840100 | SOUTHLAND HOSPITAL | SOUTHLAND HOSPITAL | VEKOS |  | Watertube | 2006 | 4.5 | Saturated Steam |  | 10 | [7 empty] | Lignite |  |  |  |  | 0.84 |  |  | Southland
Hospitals | Q840100 | ST GEORGE'S HOSPITAL | ST GEORGE'S HOSPITAL | SCOTT |  | Firetube | 2002 | 0.7 | Saturated Steam | 0.9 | 10 | [6 empty] | 182 | LPG/Butane
Hospitals | Q840100 | ST GEORGE'S HOSPITAL | ST GEORGE'S HOSPITAL | SCOTT |  | Firetube | 2002 | 0.7 | Saturated Steam | 0.9 | 10 | [6 empty] | 182 | LPG/Butane
Hospitals | Q840100 | ST JOANS HOSPITAL | ST JOANS HOSPITAL | YGNIS |  |  |  | 0.175 | Hot Water | [8 empty] | 50 | Gas
Hospitals | Q840100 | Taihape Rural Hospital | Hospital Rd Taihape |  |  |  | 2008 consented | 0.645 | [10 empty] | Coal | [6 empty] | Taihape |  |  |  | Horizons RC consent - 2 identical boilers
Hospitals | Q840100 | Taihape Rural Hospital | Hospital Rd Taihape |  |  |  | 2008 consented | 0.645 | [10 empty] | Coal | [6 empty] | Taihape |  |  |  | Horizons RC consent - 2 identical boilers
Hospitals | Q840100 | TAIRAWHITI DISTRICT HEALTH | GISBORNE HOSPITAL | EASTEEL |  | Firetube | 1986 | 1.4 | Saturated Steam |  | 10 |  |  |  | 12.2304 |  |  | 185 | Dual gas/diesel |  |  |  |  | 0.78 | 2980.4544 |  | Gisborne
Hospitals | Q840100 | TAIRAWHITI DISTRICT HEALTH | GISBORNE HOSPITAL | EASTEEL |  | Firetube | 1986 | 1.4 | Saturated Steam |  | 10 |  |  |  | 12.2304 |  |  | 185 | Gas | [7 empty] | Gisborne
Hospitals | Q840100 | TAIRAWHITI DISTRICT HEALTH | GISBORNE HOSPITAL | EASTEEL |  | Firetube | 1986 | 1.4 | Saturated Steam |  | 10 | [6 empty] | 185 | Gas | [7 empty] | Gisborne
Hospitals | Q840100 | TAIRAWHITI DISTRICT HEALTH | GISBORNE HOSPITAL | EASTEEL |  | Firetube | 1986 | 1 | Hot Water | [5 empty] | 2.912 |  |  | 110 | Gas | [7 empty] | Gisborne
Hospitals | Q840100 | TAIRAWHITI DISTRICT HEALTH | GISBORNE HOSPITAL | EASTEEL |  | Firetube | 1986 | 1 | Hot Water | [8 empty] | 110 | Gas | [7 empty] | Gisborne
Hospitals | Q840100 | TARANAKI DHB | TARANAKI BASE HOSPITAL | EASTEEL - STEAMPAC |  | Firetube | 1998 | 2.2 | Saturated Steam |  | 9.9 |  |  |  | 19.2192 |  |  | 184 | Dual gas/diesel |  |  |  |  | 0.84 | 4349.0304 |  | Taranaki
Hospitals | Q840100 | TARANAKI DHB | TARANAKI BASE HOSPITAL | EASTEEL - STEAMPAC |  | Firetube | 1998 |  | Saturated Steam |  | 9.9 | [6 empty] | 184 | Dual gas/diesel |  |  |  |  | 0.84 |  |  | Taranaki
Hospitals | Q840100 | WAIKATO HOSPITAL | WAIKATO HOSPITAL | JOHN THOMPSON |  | Firetube | 1969 | 7 | Saturated Steam | 9.1 | 10.34 |  |  |  | 9.408 |  |  | 100 | Coal |  |  |  |  | 0.75 | 4118.4461 |  | Waikato
Hospitals | Q840100 | WAIKATO HOSPITAL | WAIKATO HOSPITAL | JOHN THOMPSON |  | Firetube | 1969 | 7 | Saturated Steam | 9.1 | 10.3 | [6 empty] | 100 | Coal |  |  |  |  | 0.75 |  |  | Waikato
Hospitals | Q840100 | WAIKATO HOSPITAL | WAIKATO HOSPITAL | DANIEL ADAMSON |  |  | 1956 | 3.2 | Saturated Steam | 4.1 | 10.3 |  |  |  | 27.9552 |  |  |  | Coal |  |  |  |  | 0.75 | 12237.6684 |  | Waikato
Hospitals | Q840100 | WAIRARAPA DHB | MASTERTON HOSPITAL | EASTEEL - STEAMPAC |  | Firetube | 1993 | 1.2 | Saturated Steam |  | 10.3 |  |  |  | 10.4832 |  |  | 186 | Coal |  |  |  |  | 0.65 | 5295.145 |  | Wellington
Hospitals | Q840100 | WAIRARAPA DHB | MASTERTON HOSPITAL | EASTEEL - STEAMPAC |  | Firetube | 1993 | 1.2 | Saturated Steam |  | 10.3 | [6 empty] | 186 | Coal |  |  |  |  | 0.75 |  |  | Wellington
Hospitals | Q840100 | Waitakere District Health Board | Waitakere Hospital |  |  |  |  | 0.95 |  |  |  |  | 24 | 182 |  |  |  |  | Gas | [6 empty] | Henderson | Auckland | 174.6296 | -36.8684
Hospitals | Q840100 | Waitakere District Health Board | Waitakere Hospital |  |  |  |  | 0.95 |  |  |  |  | 24 | 364 |  |  |  |  | Gas | [6 empty] | Henderson | Auckland | 174.6296 | -36.8684
Hospitals | Q840100 | Waitakere District Health Board | Waitakere Hospital |  |  |  |  | 0.4 |  |  |  |  | 24 | 364 |  |  |  |  | Gas | [6 empty] | Henderson | Auckland | 174.6296 | -36.8684
Hospitals | Q840100 | Waitakere District Health Board | Waitakere Hospital |  |  |  |  | 0.73 |  |  |  |  | 24 | 364 |  |  |  |  | Gas | [6 empty] | Henderson | Auckland | 174.6296 | -36.8684
Hospitals | Q840100 | Waitakere District Health Board | Waitakere Hospital |  |  |  |  | 0.73 |  |  |  |  | 24 | 364 |  |  |  |  | Gas | [6 empty] | Henderson | Auckland | 174.6296 | -36.8684
Hospitals | Q840100 | Waitakere District Health Board | Waitakere Hospital |  |  |  |  | 0.2 |  |  |  |  | 24 | 364 |  |  |  |  | Gas | [6 empty] | Henderson | Auckland | 174.6296 | -36.8684
Hospitals | Q840100 | Waitakere District Health Board | Waitakere Hospital |  |  |  |  | 0.175 |  |  |  |  | 24 | 364 |  |  |  |  | Gas | [6 empty] | Henderson | Auckland | 174.6296 | -36.8684 | Boilers are fired on diesel for 1 hr/mo.
Hospitals | Q840100 | WAITEMATA DHB | NORTH SHORE HOSPITAL | ALLEN YGNIS |  | Firetube | 1979 | 2.5 | Hot Water | 309.6 | 4.25 |  |  |  | 21.84 |  |  | 90 | Dual gas/diesel | [7 empty] | Auckland
Hospitals | Q840100 | WAITEMATA DHB | NORTH SHORE HOSPITAL | ALLEN YGNIS |  | Firetube | 1979 | 2.5 | Hot Water |  | 4.25 | [6 empty] | 90 | Dual gas/diesel | [7 empty] | Auckland
Hospitals | Q840100 | WAITEMATA DHB | NORTH SHORE HOSPITAL | ALLEN YGNIS |  | Firetube | 1979 | 2.5 | Hot Water |  | 4.25 | [6 empty] | 90 | Dual gas/diesel | [7 empty] | Auckland
Hospitals | Q840100 | WAITEMATA DHB | NORTH SHORE HOSPITAL | ALLEN YGNIS |  | Firetube 3 pass | 1979 | 1 | Saturated Steam | 1.588 | 9.5 |  |  |  | 8.736 |  |  | 180 | Dual gas/diesel | [7 empty] | Auckland
Hospitals | Q840100 | WAITEMATA DHB | NORTH SHORE HOSPITAL | ALLEN YGNIS |  | Firetube 3 pass | 1979 | 1 | Saturated Steam | 1.588 | 9.5 | [6 empty] | 180 | Dual gas/diesel | [7 empty] | Auckland
Hospitals | Q840100 | WAITEMATA DHB | NORTH SHORE HOSPITAL | ALLEN YGNIS |  | Firetube 3 pass | 1979 | 1 | Saturated Steam | 1.588 | 9.5 | [6 empty] | 180 | Dual gas/diesel | [7 empty] | Auckland
Hospitals | Q840100 | WAITEMATA DHB | WAITAKERE HOSPITAL | AQUATHERM YGNIS |  |  | 2003 | 0.95 | Hot Water |  | 1.75 |  |  |  | 8.2992 |  |  | 80 | Dual gas/diesel | [7 empty] | Auckland
Hospitals | Q840100 | WAITEMATA DHB | WAITAKERE HOSPITAL | AQUATHERM YGNIS |  |  | 2003 | 0.95 | Hot Water |  | 1.75 | [6 empty] | 80 | Dual gas/diesel | [7 empty] | Auckland
Hospitals | Q840100 | WAITEMATA DHB | WAITAKERE HOSPITAL | ALLEN YGNIS |  |  | 1974 | 0.73 | Hot Water | [8 empty] | 80 | Dual gas/diesel | [7 empty] | Auckland
Hospitals | Q840100 | WAITEMATA DHB | MASON CLINIC | AQUATHERM YGNIS |  | Heating plant less than 1 MWth | 1992 | 0.35 | Hot Water | [8 empty] | 80 | Gas | [7 empty] | Auckland
Hospitals | Q840100 | WAITEMATA DHB | MASON CLINIC | AQUATHERM YGNIS |  | Heating plant less than 1 MWth | 1994 | 0.25 | Hot Water | [8 empty] | 80 | Gas | [7 empty] | Auckland
Hospitals | Q840100 | WAKEFIELD HOSPITAL | WAKEFIELD HOSPITAL | EASTEEL |  |  | 2006 | 0.6 | Steam | [5 empty] | 5.2416 |  |  |  | Dual gas/diesel
Hospitals | Q840100 | WAKEFIELD HOSPITAL | WAKEFIELD HOSPITAL |  |  |  | 1974 | 180 | Hot Water | [5 empty] | 1572.48 |  |  |  | Gas
Hospitals | Q840100 | WAKEFIELD HOSPITAL | WAKEFIELD HOSPITAL |  |  |  | 1974 | 0.12 | Hot Water | [5 empty] | 1.0483 |  |  |  | Gas
Hospitals | Q840100 | WAKEFIELD HOSPITAL | WAKEFIELD HOSPITAL |  |  |  | 2002 | 0.09 | Hot Water | [5 empty] | 0.78624 |  |  |  | Gas
Hospitals | Q840100 | WAKEFIELD HOSPITAL | WAKEFIELD HOSPITAL |  |  |  | 2002 | 0.09 | Hot Water | [5 empty] | 0.78624 |  |  |  | Gas
Hospitals | Q840100 | WAKEFIELD HOSPITAL | WAKEFIELD HOSPITAL |  |  |  | 2002 | 0.124 | Saturated Steam | 0.16 | 10 | [6 empty] | 180 | Gas
Hospitals | Q840100 | WAKEFIELD HOSPITAL | WAKEFIELD HOSPITAL |  |  |  | 2002 | 0.124 | Saturated Steam | 0.16 | 10 | [6 empty] | 180 | Gas
Hospitals | Q840100 | WANGANUI HOSPITAL | WANGANUI HOSPITA |  |  |  | 2008 |  | Saturated Steam | [9 empty] | Gas | [7 empty] | Manawatu
Hospitals | Q840100 | WEST COAST DHB | GREY HOSPITAL | BABCOCK |  | Firetube | 1982 | 1.4 | Saturated Steam | 1.85 | 10 |  |  |  | 12.2304 |  |  | 184 | Coal | [7 empty] | West Coast
Hospitals | Q840100 | WEST COAST DHB | GREY HOSPITAL | BABCOCK |  | Firetube | 1982 | 1.4 | Saturated Steam | 1.85 | 10 | [6 empty] | 184 | Coal | [7 empty] | West Coast
Hospitals | Q840100 | WEST COAST DHB | BULLER HOSPITAL | HEATSERVE |  |  | 1985 | 0.88 | Hot Water | [5 empty] | 7.6877 |  |  |  | Coal |  |  |  |  | 0.8 | 3155.0239 |  | West Coast
Hospitals | Q840100 | WEST COAST DHB | BULLER HOSPITAL | HEATSERVE |  |  | 1985 | 0.88 | Hot Water | 23.4 | [8 empty] | Coal |  |  |  |  | 0.8 |  |  | West Coast
Hospitals | Q840100 | WEST COAST DHB | REEFTON HOSPITAL | HEATSERVE |  |  | 1980 | 0.44 | Hot Water | [5 empty] | 3.8438 |  |  | 100 | Coal | [7 empty] | West Coast
Hospitals | Q840100 | WEST COAST DHB | REEFTON HOSPITAL | HEATSERVE |  |  | 1980 | 0.44 | Hot Water | [8 empty] | 100 | Coal | [7 empty] | West Coast
Hospitals | Q840100 | WHANGANUI DHB | WANGANUI HOSPITAL | [5 empty] | Steam | [9 empty] | Gas | [7 empty] | Manawatu
Hospitals | Q840100 | WHANGANUI DHB | WANGANUI HOSPITAL | [5 empty] | Steam | [9 empty] | Oil/Diesel | [7 empty] | Manawatu
| Q840100 | [25 empty] | Otago
| Q840100 | [25 empty] | Otago
Hospitals | Q840100
Note on M79: Author: (4.1)
Note on M80: Author: (6.8)
Note on M81: Author: (6.8)
Note on M82: Author: (6.8)
Note on M83: Author: (6.8)
Note on M84: Author: (6.8)
Note on M85: Author: (6.8)

## Meat Processing 10
Sector | ANZSIC Code | CompanyName | Boiler Site | Boiler Make | Boiler Model No. | Boiler Type | Year Installed | Size MW | Output Type | Maximum Output Amount t/hr | Normal Operating Pressure bar | Normal Operating Output MW | Normal Hours Operated per Day | Normal Days Operated per Year | Boiler Annual Heat Output GWh | Winter Heating Only? | Annual Cogen Elec.Output kWh | Normal Boiler Operating Temperature oC | Fuel Type | Annual Fuel Use for Boiler Only | Fuel Unit | Fuel CV kJ per Fuel Unit | Date of Last Boiler Tuning Report | Operating Efficiency | Annual CO2e Emissions t | Town | Region | GIS - Easting | GIS - Northing | NOTES
Meat Processing / Skins Processing
Meat Processing / Skins Processing |  | A W VERKERK | CHRISTCHURCH | ANDERSON |  | Firetube | 1999 | 1.4 | Steam | 1.81 | 9.5 |  |  |  | 12.2304 |  |  | 180 | Tallow | [7 empty] | Canterbury
Meat Processing / Skins Processing |  | AFFCO | WIRI | SCOTT COMBUSTION |  | Firetube | 2002 | 0.63 | Steam | 0.816 | 10.35 |  |  |  | 3.1752 |  |  |  | Gas | [7 empty] | Auckalnd |  |  | John McGrane | Systems Coordinator
Meat Processing / Skins Processing |  | AFFCO | HOROTIU | FOSTER WHEELER (MCKENZIE & RIDLEY) |  | Watertube | 1970 | 10 | Steam | 18 | 13 |  |  |  | 74.88 |  |  |  | Gas | [7 empty] | Waikato |  |  | John Henry | Plant Engineer
Meat Processing / Skins Processing |  | AFFCO | WAIROA | JOHN THOMPSON |  | Watertube | 1970 | 11.3 | Saturated Steam | 18.15 | 10.5 |  |  |  | 71.5968 |  |  | 185 | Coal | [7 empty] | Hawke's Bay |  |  | Shane Broughton | 07 573 0034
Meat Processing / Skins Processing |  | AFFCO | IMLAY WANGANUI | COCKRAM |  | Firetube | 1982 | 5 | Saturated Steam |  | 11 |  |  |  | 40.32 |  |  |  | Coal | [7 empty] | manawatu |  |  | Grant Pedley |  | 06 3234199
Meat Processing / Skins Processing |  | AFFCO | IMLAY WANGANUI | BABCOCK & WILCOX (EASTEEL) |  | Firetube | 1972 | 5.5 | Steam | [5 empty] | 38.016 |  |  |  | Gas |  |  |  |  | 0.8 | 9032.6016 |  | manawatu
Meat Processing / Skins Processing |  | AFFCO | IMLAY WANGANUI | BABCOCK & WILCOX (EASTEEL) |  | Firetube | 1972 | 5.5 | Steam | [5 empty] | 38.016 |  |  |  | Gas |  |  |  |  | 0.8 | 9032.6016 |  | manawatu
Meat Processing / Skins Processing |  | AFFCO | CASINGS PLANT (SOUTH AUCKLAND) | CARBOFUEL |  | Firetube | 1992 | 1.186 | Hot Water |  | 4.57 |  | 13 | 260 | 2.391 |  |  | 120 | Gas | [6 empty] | Manukau City | Auckland | 174.8649 | -37.0008
Meat Processing / Skins Processing |  | AFFCO | MANAWATU | AQUATHERM |  |  | 1972 | 1.85 | Hot Water | [5 empty] | 12.21 |  |  | 100 | Gas | [6 empty] | Feilding | manawatu |  |  | Brent Downam
Meat Processing / Skins Processing |  | AFFCO | MOEREWA | JOHN THOMPSON |  | Watertube | 1980 | 14 | Saturated Steam | 22 | 8 |  |  |  | 67.2 |  |  |  | Coal |  |  |  |  | 0.8 | 27578.88 |  | Northland
Meat Processing / Skins Processing |  | AFFCO | WIRI | HOVAL |  |  |  | 0.77 | Hot Water | [5 empty] | 6.468 |  |  |  | Gas | [7 empty] | Auckland
Meat Processing / Skins Processing |  | AFFCO | WIRI | HOVAL |  |  |  | 0.77 | Hot Water | [5 empty] | 6.468 |  |  |  | Gas | [7 empty] | Auckland
Meat Processing / Skins Processing |  | AFFCO | RANGIRURU (TE PUKE) | JOHN THOMPSON |  |  | 1961 | 5.3 | Saturated Steam | 7.3 | 9 | [6 empty] | 175 | Gas | [7 empty] | Bay of Pleanty
Meat Processing / Skins Processing |  | AFFCO | RANGIRURU (TE PUKE) | JOHN THOMPSON |  |  | 1961 | 5.3 | Saturated Steam | 7.3 | 9 | [6 empty] | 175 | Gas | [7 empty] | Bay of Pleanty
Meat Processing / Skins Processing |  | ALLIANCE GROUP | LORNEVILLE | FOSTER WHEELER (MCKENZIE & RIDLEY) |  | Watertube | 1976 | 13 | Hot Water | 20 | 17 |  |  |  | 62.8992 |  |  | 207 | Lignite |  |  |  |  | 0.72 | 29940.0192 |  | Southland
Meat Processing / Skins Processing |  | ALLIANCE GROUP | LORNEVILLE | BABCOCK & WILCOX |  | Watertube | 1983 | 18 | Saturated Steam | 27 | 11 |  |  |  | 87.0912 |  |  | 186 | Lignite |  |  |  |  | 0.72 | 41455.4112 |  | Southland |  |  | Murray De Groot | 032036500
Meat Processing / Skins Processing |  | ALLIANCE GROUP | SOCKBURN | ANDERSON |  | Firetube | 1978 | 6 | Saturated Steam | 5.5 | 8.5 |  |  |  | 23.04 |  |  |  | Coal |  |  |  |  | 0.85 | 8899.4033 |  | Canterbury
Meat Processing / Skins Processing |  | ALLIANCE GROUP | SOCKBURN | ANDERSON |  | Firetube | 1978 | 1.2 | Saturated Steam | 1.8 | 8.5 | [7 empty] | Oil/Diesel |  |  |  |  | 0.71 |  |  | Canterbury
Meat Processing / Skins Processing |  | ALLIANCE GROUP | DANNEVIRKE | AQUAHEAT |  |  | 2003 | 1.5 | Hot Water | [5 empty] | 8.64 |  |  | 95 | Gas | [7 empty] | manawatu
Meat Processing / Skins Processing |  | ALLIANCE GROUP | MATAURA | BABCOCK & WILCOX |  | Watertube | 1955 | 3.8 | Saturated Steam | 6 | 10 |  |  |  | 16.416 |  |  |  | Lignite |  |  |  |  | 0.8 | 7032.6144 |  | Southland
Meat Processing / Skins Processing |  | ALLIANCE GROUP | MATAURA | BABCOCK & WILCOX |  | Watertube | 1962 | 9.4 |  | 15 | 10 |  |  |  | 60.912 |  |  |  | Lignite | [7 empty] | Southland
Meat Processing / Skins Processing |  | ALLIANCE GROUP | MATAURA TANNERY | TRIWAY |  | Firetube | 2002 | 1 | Hot Water | [5 empty] | 7.2 |  |  | 95 | Lignite | [7 empty] | Southland
Meat Processing / Skins Processing |  | ALLIANCE GROUP | SMITHFIELD | JOHN THOMPSON |  | Watertube | 1985 | 13 | Saturated Steam | 22 | 18 |  |  |  | 80.496 |  |  | 180 | Coal |  |  |  |  | 0.8 | 33035.5584
Meat Processing / Skins Processing |  | ALLIANCE GROUP | STOKE | AQUAHEAT |  | Firetube | 2000 | 1.2 | Hot Water | [5 empty] | 5.76 |  |  | 120 | Oil/Diesel |  |  |  |  | 0.88 | 1637.6727 |  | Nelson
Meat Processing / Skins Processing |  | ALLIANCE GROUP | PUKEURI | BABCOCK & WILCOX |  | Watertube | 1936 | 1.2 |  | 1.6 | 14.2 | [7 empty] | Coal | [6 empty] | Oamaru | Otago
Meat Processing / Skins Processing |  | ALLIANCE GROUP | PUKEURI | BABCOCK & WILCOX |  | Watertube | 1955 | 7.8 |  | 10 | 14.2 |  |  |  | 53.5392 |  |  |  | Coal | [6 empty] | Oamaru | Otago
Meat Processing / Skins Processing |  | ALLIANCE GROUP | PUKEURI | FOSTER WHEELER (MCKENZIE & RIDLEY) |  | Watertube | 1986 | 15.9 |  | 20.5 | 14.2 |  |  |  | 109.1376 |  |  |  | Coal | [6 empty] | Oamaru | Otago
Meat Processing / Skins Processing |  | ALLIANCE GROUP | SOCKBURN | ANDERSON |  |  | 2006 | 1.6 | Saturated Steam | 2.72 | [8 empty] | Oil/Diesel | [7 empty] | Canterbury
Meat Processing / Skins Processing |  | ALLIANCE GROUP | MAKAREWA | BABCOCK & WILCOX |  | Watertube | 1952 | 6.1 | Superheated Steam |  | 8 |  |  |  | 37.0392 |  |  |  | Lignite |  |  |  |  | 0.65 | 19529.3456 |  | Southland
Meat Processing / Skins Processing |  | ALLIANCE GROUP | MAKAREWA | BABCOCK & WILCOX |  | Watertube | 1956 | 6.1 | Superheated Steam |  | 8 |  |  |  | 37.0392 |  |  |  | Lignite |  |  |  |  | 0.72 | 17630.6592 |  | Southland
Meat Processing / Skins Processing |  | ALLIANCE GROUP | MATAURA |  |  |  |  | 0.2 | Hot Water | [5 empty] | 1.344 |  |  |  | Oil/Diesel | [7 empty] | Southland
Meat Processing / Skins Processing |  | ALLIANCE GROUP | MATAURA |  |  |  |  | 0.2 | Hot Water | [5 empty] | 1.344 |  |  |  | Oil/Diesel | [7 empty] | Southland
Meat Processing / Skins Processing |  | ALLIANCE GROUP | Nelson Plant Main Rd Stoke. | Aquaheat | PTL 1200 | Firetube | 2000 | 1.2 | Hot Water |  | 200 kpa | 1200 kw | * 10 / 14 | 230 |  | no |  | 120 | Diesel | 301641 litres | Litres |  | 2011-06-03 | 80% hi fire. 81.7% lo fire |  | Nelson | Nelson |  |  | * single shift / double shift | This Boiler makes Hot water only, for Single shift production from approx May to late October excluding 6 to 8 weeks in June / July. Double shift from late Oct to late April.
Meat Processing / Skins Processing | C111100 | ASHBURTON MEAT PROCESSORS | Ashburton | ANDERSON |  | Firetube | 1989 | 1 | Steam | 1.36 | 10 |  |  |  | 6.24 |  |  | 180 | Oil/Diesel | [7 empty] | Canterbury
Meat Processing / Skins Processing | C111100 | AUCKLAND MEAT PROCESSORS | AUCKLAND | JOHN THOMPSON |  | Firetube | 1965 | 4.6 |  | 5.9 |  |  |  |  | 15.456 |  |  |  | Coal |  |  |  |  | 0.83 | 6113.8722 | Otahuhu | Auckland | 174.8336 | -36.9373
Meat Processing / Skins Processing | C111100 | AUCKLAND MEAT PROCESSORS | AUCKLAND | JOHN THOMPSON |  | Firetube | 1969 | 4.6 |  | 5.9 | 10 |  |  |  | 15.456 |  |  |  | Coal | [6 empty] | Otahuhu | Auckland | 174.8336 | -36.9373
Meat Processing / Skins Processing | C111100 | AUCKLAND MEAT PROCESSORS | AUCKLAND | DANIEL ADAMSON |  | Firetube | 1953 | 3.5 |  | 4.31 | [8 empty] | Coal | [6 empty] | Otahuhu | Auckland | 174.8336 | -36.9373
Meat Processing / Skins Processing | C111100 | AUCKLAND MEAT PROCESSORS | AUCKLAND | GWB ?? |  |  | 1960 | 1.4 |  | 1.81 | 10 |  | 12 | [5 empty] | Gas | [6 empty] | Otahuhu | Auckland | 174.8336 | -36.9373 | Daniel Adamson & GWB Boiler are used as back-up when John Thompson boilers are out of commission; they are used for the same operating hours as the John Thompson boilers,
Meat Processing / Skins Processing |  | BOWMONT WHOLESALE MEATS | [27 empty] | sent back uncompleted survey
Meat Processing / Skins Processing | C111200 | BERNARD MATTHEWS NZ LTD | WAIPUKERAU | EASTEEL |  | Watertube | 1997 | 1.1 | Saturated Steam |  | 8 |  |  |  | 4.752 |  |  | 90 | Gas |  |  |  |  | 0.8 | 1129.0752 |  | Hawke's Bay
Meat Processing / Skins Processing | C111200 | BERNARD MATTHEWS NZ LTD | GISBORNE | AQUATHERM |  | Firetube |  | 0.5 | Hot Water | [5 empty] | 3.36 |  |  | 105 | Gas | [7 empty] | Gisborne
Meat Processing / Skins Processing | C111200 | BERNARD MATTHEWS NZ LTD | GISBORNE | AQUATHERM |  |  | 1999 | 0.4 | Hot Water | [5 empty] | 2.688 |  |  |  | Gas | [7 empty] | Gisborne
Meat Processing / Skins Processing | C111200 | BERNARD MATTHEWS NZ LTD | FIELDING | YGNIS |  |  | 1998 | 0.4 | Hot Water | [5 empty] | 1.728 |  |  |  | Gas |  |  |  |  | 0.8 | 410.5728 |  | manawatu
Meat Processing / Skins Processing | C111100 | BLUE SKY MEATS | BLUE SKY MEATS | ANDERSON VEKOS |  | Firetube | 1984 | 2.35 | Hot Water |  | 2 |  |  |  | 15.9037 |  |  | 100 | Lignite |  |  |  |  | 0.79 | 6899.3753 | Invercargill | Southland
Meat Processing / Skins Processing | C111200 | BRINKS CHICKEN | BRINKS CHICKEN | AQUATHERM |  |  | 1989 | 0.4 | Hot Water | [5 empty] | 2.88 |  |  | 88 | Gas | [6 empty] | Manukau City | Auckalnd | 174.8954 | -37.0732
Meat Processing / Skins Processing | C111200 | BRINKS CHICKEN | BRINKS CHICKEN | AQUATHERM |  |  | 1989 | 0.4 | Hot Water | [5 empty] | 2.88 |  |  | 93 | Gas | [6 empty] | Manukau City | Auckalnd | 174.8954 | -37.0732
Meat Processing / Skins Processing | C111100 | Bowmont Wholesale Meats Ltd | invercargill | [22 empty] | Invercargill, 9812 | Southland | 168.3941 | -46.4111 | Replacement of existing LPG unit with wood-chip boiler
Meat Processing / Skins Processing | C111100 | CANTERBURY MEAT PACKERS | SEAFIELD | JOHN THOMPSON |  | Firetube | 1980 | 4.5 | Saturated Steam | 1.81 | 8.5 |  |  |  | 29.7 |  |  |  | Coal | [7 empty] | Canterbury
Meat Processing / Skins Processing | C111100 | CANTERBURY MEAT PACKERS | SEAFIELD |  |  | Firetube | 1980 | 7.5 | Saturated Steam |  | 8.5 |  |  |  | 49.5 |  |  |  | Coal | [7 empty] | Canterbury
Meat Processing / Skins Processing | C111100 | CANTERBURY MEAT PACKERS | BLENHEIM | TAYLOR |  | Watertube | 1982 | 0.75 |  |  | 2 |  |  |  | 5.04 |  |  | 95 | Coal | [7 empty] | Malborough
Meat Processing / Skins Processing | C111100 | CANTERBURY MEAT PACKERS | BLENHEIM | TAYLOR |  | Watertube | 1982 | 0.75 | Hot Water | [5 empty] | 5.04 |  |  | 95 | Coal |  |  |  |  | 0.85 | 1946.7445 |  | Malborough
Meat Processing / Skins Processing | C111100 | CANTERBURY MEAT PACKERS | KOKIRI (WESTLAND) | BABCOCK & WILCOX |  | Watertube | 1989 | 7 | Saturated Steam |  | 10 |  |  |  | 22.176 |  |  |  | Coal |  |  |  |  | 0.75 | 9707.7658 |  | West Coast
Meat Processing / Skins Processing | C111100 | Canterbury Meat Processors | Ashburton | [15 empty] | Coal | 5800? | tonnes | [5 empty] | Canterbury |  |  | 2003 CRL study
Meat Processing / Skins Processing | C111100 | Canterbury Meat Processors | Greymouth | [15 empty] | Coal | 2500? | tonnes | [5 empty] | West Coast |  |  | 2003 CRL study
Meat Processing / Skins Processing | C111100 | Canterbury Meat Processors | Marlborough | Taylor | 78 Series |  |  | 0.75 | [10 empty] | Coal | 750? | tonnes | [5 empty] | Marlborough |  |  | 2003 CRL study
Meat Processing / Skins Processing | C111100 | Canterbury Meat Processors | Marlborough | Taylor | 78 Series |  |  | 0.75 | [10 empty] | Coal | 750? | tonnes | [5 empty] | Marlborough |  |  | 2003 CRL study
Meat Processing / Skins Processing | C111100 | CRUSADER MEATS | CRUSADER MEATS | Energy Products International |  | Watertube | 1993 | 2.3 | Hot Water |  | 3.5 |  |  |  | 9.315 |  |  | 115 | LPG/Butane | [6 empty] | Benneydale | Taranaki
Meat Processing / Skins Processing | C111100 | FRASERTOWN MEAT COY | FRASERTOWN MEAT COY | YGNIS |  |  | 2006 | 0.45 | Hot Water | [5 empty] | 0.972 |  |  | 116 | LPG/Butane | [6 empty] | Frasertown 4193 | Hawke's Bay
Meat Processing / Skins Processing | C111100 | FRESH MEATS NZ LTD | NAPIER | HOVAL |  | Firetube | 2002 | 0.95 | Hot Water | [5 empty] | 2.052 |  |  | 97 | Gas | [6 empty] | Gisborne | Gisborne
Meat Processing / Skins Processing | C111100 | FRESH PORK BAY CITY | FRESH PORK BAY CITY | ANDERSON |  | Firetube | 1973 | 2.3 | Saturated Steam | 2.95 | 10.3 |  |  |  | 7.038 |  |  | 185 | Oil/Diesel |  |  |  |  | 0.8 | 2201.1345 | Timaru | Canterbury
Meat Processing / Skins Processing | C132000 | GRAEME LOWE HAWERA LTD | GRAEME LOWE HAWERA LTD | MAXITHERM |  | Watertube | 2002 | 3.15 | Steam |  | 10.5 |  |  |  | 13.23 |  |  | 186 | Gas | [6 empty] | Hastings | Hawke's Bay | 176.8624 | -62.155 | 06 872 7700
Meat Processing / Skins Processing | C132000 | GRAEME LOWE HAWERA LTD | GRAEME LOWE HAWERA LTD | ANDERSON |  | Waterwall | 1960 | 1.6 | Steam |  | 10.5 |  |  |  | 6.72 |  |  | 186 | Gas | [6 empty] | Hastings | Hawke's Bay | 176.8624 | -62.155
| C132000 | Graeme Lowe Otago | Main South Rd Green Island Dunedin | Vekos |  |  |  | 1.14 | Steam | [9 empty] | Coal | 400? For 3 boilers | tonnes |  |  |  |  | Dunedin | Otago |  |  | 2007 CRL study
| C132000 | Graeme Lowe Otago | Main South Rd Green Island Dunedin | Vekos |  |  |  | 1.14 | Steam | [9 empty] | Coal | [6 empty] | Dunedin | Otago |  |  | 2007 CRL study
| C132000 | Graeme Lowe Otago | Main South Rd Green Island Dunedin | Vekos |  |  |  | 1.14 | Steam | [9 empty] | Coal | [6 empty] | Dunedin | Otago |  |  | 2007 CRL study
Meat Processing / Skins Processing | C111100 | GREENLEA PREMIER MEATS LTD | GREENLEA PREMIER MEATS LTD | AQUATHERM |  | Waterwall | 2000 | 0.95 | Hot Water |  | 5 | [6 empty] | 100 | Gas | [6 empty] | Morrinsville 3300 | Waikato |  |  | Ken 07 889 8066
Meat Processing / Skins Processing | C111100 | GREENLEA PREMIER MEATS LTD | MORRINSVILLE | AQUATHERM |  |  | 1993 | 0.95 | Hot Water | [5 empty] | 5.2668 |  |  | 82 | Gas |  |  |  |  | 0.75 | 1334.8178 | Morrinsville 3300 | Waikato
Meat Processing / Skins Processing |  | Hawke's Bay Protein | Waitangi Rd Napier |  |  |  | 2010 consented | 4.8 | [10 empty] | Natural gas/tallow | [6 empty] | Napier | Hawke's Bay |  |  | HBRC consent - 2 identical boilers
Meat Processing / Skins Processing |  | Hawke's Bay Protein | Waitangi Rd Napier |  |  |  | 2010 consented | 4.8 | [10 empty] | Natural gas/tallow | [6 empty] | Napier | Hawke's Bay |  |  | HBRC consent - 2 identical boilers
Meat Processing / Skins Processing | C111100 | HEARTLAND PRIME MEAT (NZ) | Rippondale Rd RD2 Dunedin | HOVAL |  |  | 1960 | 1.37 | Hot Water |  | 7 | [6 empty] | 100 | Oil/Diesel | [6 empty] | Cromwell | otago
Meat Processing / Skins Processing | C111100 | Horizon Meats NZ Ltd | Parnell | [22 empty] | Parnell | Auckland | 174.7791 | -36.8505 | international arm of blue sky meats
Meat Processing / Skins Processing | C111200 | INGHAMS ENTERPRISES | INGHAMS ENTERPRISES |  |  | Firetube | 2004 | 2.2 | Hot Water |  | 1.5 |  |  |  | 13.464 |  |  | 92 | Gas | [6 empty] | Ngarua Waitoa | Waikato
Meat Processing / Skins Processing | C111200 | INGHAMS ENTERPRISES | INGHAMS ENTERPRISES |  |  | Firetube | 2004 | 2.2 | Hot Water |  | 1.5 |  |  |  | 13.464 |  |  | 92 | Gas | [6 empty] | Ngarua Waitoa | waikato
Meat Processing / Skins Processing | C111100 | LAMB PACKERS | LAMB PACKERS FIELDING | AQUATHERM |  |  | 1988 | 0.5 | Hot Water | [5 empty] | 4.032 |  |  | 95 | Gas | [6 empty] | Fielding | Manawatu
Meat Processing / Skins Processing | C111100 | LAND MEAT NZ LTD | LAND MEAT NZ LTD | AQUATHERM |  | Watertube | 2007 | 1.8 | Hot Water | [5 empty] | 6.3 |  |  | 95 | Gas |  |  |  |  | 0.79 | 1515.8278 | Wanganui | manawatu |  |  | Dave Marshall | 06 3490038
Meat Processing / Skins Processing |  | LOWE CORPORATION | G.L HASTINGS TANNERY | RAYPAK Atmospheric Boiler |  | Watertube | 2000 | 0.6 | Hot Water | [5 empty] | 4.9392 |  |  | 60 | Gas | [7 empty] | Hawke's Bay
Meat Processing / Skins Processing |  | LOWE CORPORATION | G.L HASTINGS TANNERY | ANDERSON |  | Firetube | 1972 | 1.4 | Saturated Steam | [9 empty] | Gas |  |  |  |  | 0.67 |  |  | Hawke's Bay
Meat Processing / Skins Processing |  | LOWE CORPORATION | G.L HASTINGS TANNERY | SCOTT |  | Firetube | 1983 | 1.4 | Saturated Steam | 1.818 | 7 |  |  |  | 11.5248 |  |  |  | Gas |  |  |  |  | 0.67 | 3269.603 |  | Hawke's Bay
Meat Processing / Skins Processing |  | LOWE CORPORATION | G.L HASTINGS TANNERY | RAYPAK Atmospheric Boiler |  | Watertube | 1997 | 0.428 | Hot Water | [5 empty] | 3.5233 |  |  | 60 | Gas | [7 empty] | Hawke's Bay
Meat Processing / Skins Processing |  | LOWE CORPORATION | G.L HASTINGS TANNERY | RAYPAK Atmospheric Boiler |  | Watertube | 1997 | 0.313 | Hot Water | [5 empty] | 2.5766 |  |  | 60 | Gas | [7 empty] | Hawke's Bay |  |  | Kevin Harris | Plant Engineer
Meat Processing / Skins Processing |  | LOWE CORPORATION | HAWERA | ANDERSON |  | Watertube | 1977 | 2.8 | Saturated Steam | 4.7 | 10.3 |  |  |  | 14.56 |  |  |  | Gas | [7 empty] | Taranaki
Meat Processing / Skins Processing |  | LOWE CORPORATION | HAWERA | MAXITHERM |  | Watertube | 2001 | 3.25 | Saturated Steam | 5.44 | 10.3 |  |  |  | 16.9 |  |  |  | Gas | [7 empty] | Taranaki
Meat Processing / Skins Processing |  | LOWE CORPORATION | WAIKATO (TAKAPAU) | EASTEEL |  | Firetube 3 pass | 1993 | 6 | Saturated Steam | 9.565 | 11 |  |  |  | 37.44 |  |  | 185 | Gas | [7 empty] | Waikato
Meat Processing / Skins Processing |  | LOWE CORPORATION | CHRISTCHURCH | BABCOCK |  | Watertube |  | 0.9 |  |  | 10.5 |  |  |  | 4.095 |  |  | 160 | Coal | [7 empty] | Canterbury
Meat Processing / Skins Processing |  | LOWE CORPORATION | ASTLEY LEATHERS | ANDERSON |  | Firetube | 1975 | 1.2 | Saturated Steam | 1.81 | 7 |  |  |  | 10.4832 |  |  | 100 | Gas
Meat Processing / Skins Processing |  | LOWE CORPORATION | AUCKLAND | YGNIS |  | Watertube | 1980 | 0.65 | Hot Water |  | 2.4 |  |  |  | 5.2416 |  |  | 90 | Gas |  |  |  |  | 0.8 | 1245.4042 |  | Auckalnd
Meat Processing / Skins Processing |  | LOWE CORPORATION | AUCKLAND | HOVAL |  | Watertube | 1983 | 0.65 | Hot Water |  | 0.5 |  |  |  | 5.2416 |  |  | 90 | Gas |  |  |  |  | 0.85 | 1172.1451 |  | Auckland
Meat Processing / Skins Processing |  | Otago Venison | Taieri Dunedin |  |  |  |  | 0.25 | [10 empty] | Coal |  | tonnes |  |  |  |  | Dunedin | Otago |  |  | 2007 CRL study
Meat Processing / Skins Processing | C111100 | Ovation NZ Ltd | Gisborne | Energy Produts | EY500 |  | 2000 | 0.5 | Hot Water |  | 1.2 | 300 kw | 24 | 300 |  | no |  | 95 | Natural gas |  | litres |  |  |  |  | Waipukurau | Gisborne | 176.5433 | -39.9961
Meat Processing / Skins Processing | C111100 | Ovation NZ Ltd | Gisborne | Energy Products | EY400 |  | 1999 | 0.4 | Hot Water |  | 1.2 | 400 kw | 24 | 300 |  | no |  | 95 | Natural gas |  | litres | [5 empty] | Gisborne
Meat Processing / Skins Processing | C111100 | Ovation NZ Ltd | Feilding | Energy Products | EY500 |  | 1999 | 0.5 | Hot Water |  | 1.2 | 400 kw | 24 | 300 |  | no |  | 95 | Natural gas |  | litres | [5 empty] | manawatu
Meat Processing / Skins Processing | C111100 | PRIME RANGE MEATS | PRIME RANGE MEATS | VEKOS |  | Firetube | 1980 | 4.7 | Saturated Steam | 6.13 | 10 |  |  |  | 32.906 |  |  | 720 | Lignite
Meat Processing / Skins Processing | C111100 | PRIME RANGE MEATS | PRIME RANGE MEATS | STEAMBLOC |  |  | 2004 | 4 |  | 4.99
Meat Processing / Skins Processing | C111100 | PROGRESSIVE MEATS NZ LTD | Hastings | YGNIS |  |  | 1998 | 0.6 | Hot Water | [5 empty] | 3.672 |  |  | 100 | Gas | [6 empty] | Hastings | Hawkes Bay | 176.813 | -39.62
Meat Processing / Skins Processing | C111100 | PROGRESSIVE MEATS NZ LTD | Hastings | YGNIS |  |  | 2006 | 0.25 | Hot Water | [8 empty] | 100 | Gas | [6 empty] | Hastings | Hawkes Bay | 176.813 | -39.62
Meat Processing / Skins Processing |  | RICHMOND LTD | TAKAPAU | ANDERSON |  | Firetube | 1964 | 5.6 | Saturated Steam | 7.26 | 10.3 |  |  |  | 20.944 |  |  |  | Gas | [7 empty] | Hawkes Bay
Meat Processing / Skins Processing |  | RICHMOND LTD | TAKAPAU | HOVAL |  | Firetube | 1983 | 1.2 | Hot Water | [5 empty] | 4.488 |  |  | 120 | Gas |  |  |  |  | 0.76 | 1122.4724 |  | Hawkes Bay
Meat Processing / Skins Processing |  | RICHMOND LTD | TAKAPAU | HOVAL |  | Firetube | 1981 | 1.2 | Hot Water | [5 empty] | 4.488 |  |  | 120 | Gas | [7 empty] | Hawkes Bay
Meat Processing / Skins Processing |  | RICHMOND LTD | TAKAPAU | EASTEEL - STEAMPAC |  | Firetube | 2003 | 1.2 | Saturated Steam |  | 10 |  |  |  | 4.488 |  |  |  | Gas | [7 empty] | Hawkes Bay |  |  | Mike Wyan | 06 278 6189
Meat Processing / Skins Processing |  | RICHMOND LTD | TIRAU | AQUATHERM YGNIS |  | Waterwall | 1996 | 1.85 | Hot Water | [8 empty] | 100 | Gas | [7 empty] | Waikato
Meat Processing / Skins Processing |  | RICHMOND LTD | RICHMOND LTD TE AROHA | TRIWAY |  | Firetube | 1992 | 2 | Steam |  | 1.2 |  |  |  | 14.4 |  |  | 120 | Coal | [7 empty] | Nelson
Meat Processing / Skins Processing |  | RICHMOND LTD | RICHMOND LTD PAEROA | TRIWAY |  | Firetube | 1992 | 1.5 | [6 empty] | 3.276 |  |  |  | Coal | [7 empty] | Nelson
Meat Processing / Skins Processing |  | RICHMOND LTD | RICHMOND LTD WAITOTARA | YGNIS |  | Watertube | 1989 | 3 | Hot Water | [5 empty] | 25.704 |  |  |  | Gas | [7 empty] | Nelson
Meat Processing / Skins Processing |  | RICHMOND LTD | RICHMOND LTD HAWERA | YGNIS |  | Firetube | 1995 | 1.2 | Hot Water | [5 empty] | 5.04 |  |  |  | Gas |  |  |  |  | 0.8 | 1197.504 |  | Nelson
Meat Processing / Skins Processing |  | RICHMOND LTD | RICHMOND LTD HAWERA | ANDERSON |  | Firetube | 1970 | 1 | Hot Water | 1.8 |  |  |  |  | 4.2 |  |  |  | Gas |  |  |  |  | 0.8 | 997.92 |  | Nelson
Meat Processing / Skins Processing |  | RICHMOND LTD | RICHMOND LTD DARGAVILLE | TAYMAC HEATPAK 4807 |  |  | 2004 | 1.5 | Hot Water | [5 empty] | 10.368 |  |  | 90 | Coal |  |  |  |  | 0.76 | 4478.976 |  | Nelson
Meat Processing / Skins Processing |  | RICHMOND LTD | Te Kawhata |  |  |  | 2006 | 1 | [6 empty] | 1.2 |  |  |  | Gas |  |  |  |  | 0.8 | 285.12 |  | Waikato
Meat Processing / Skins Processing |  | RIVERLANDS | MANAWATU/ELTHAM | MAXITHERM |  | Watertube | 2002 | 3 | Hot Water | [5 empty] | 25.2 |  |  | 120 | Gas |  |  |  |  | 0.7 | 6842.88 |  | Manawatu
Meat Processing / Skins Processing |  | RIVERLANDS | MANAWATU/ELTHAM | PARKINSON COWAN |  | Watertube | 1954 | 1 | Steam |  | 6.5 |  |  |  | 8.4 |  |  | 162 | Gas | [7 empty] | Manawatu
Meat Processing / Skins Processing | C111100 | Silver Fern Farms | Belfast | B+W |  | Water tube | 1945 | 2.5 | Sat. steam | 4 | 10 | 3 | 16 | 25 | 1.2 | N | N/A |  | Coal | 235 | Tonnes |  | 2011-05-27 | 65 |  | Belfast | Canterbury
Meat Processing / Skins Processing | C111100 | Silver Fern Farms | Belfast | B+W |  | Water tube | 1945 | 2.5 | Sat. steam | 4 | 10 | 3 | 16 | 25 | 1.2 | N | N/A |  | Coal | 235 | Tonnes |  | 2011-05-27 | 65 |  | Belfast | Canterbury
Meat Processing / Skins Processing | C111100 | Silver Fern Farms | Belfast | John Thompson |  | Twin furnace fire tube | 1961? | 4.3 | Sat. steam | 7 | 10 | 6 | 16 | 200 | 19.2 | N | N/A |  | Coal | 1600 | Tonnes |  | 2011-05-27 | 75 |  | Belfast | Otago
Meat Processing / Skins Processing | C111100 | Silver Fern Farms | Canterbury | Babcock | Steambloc | Single furnace fire tube | 1960? | 3 | Sat. steam | 5 | 10 | 0 | 0 | 0 | 0 | N | N/A |  | Oil | 0 | Litres |  | 2008 | Unknown |  | Belfast | Otago
Meat Processing / Skins Processing | C111100 | Silver Fern Farms | Dargaville | Taymac | Heat Pac | Single furnace fire tube | 2006 | 1.5 | Hot Water |  | 1 | 1.5 | 24 | 306 | 11.016 | N | N/A |  | Coal | 850 | Tonnes |  | n/a | ????? |  | Dargaville | Taranaki
Meat Processing / Skins Processing | C111100 | Silver Fern Farms | Fairton | Anderson |  | Twin furnace fire tube | 1969 | 4.3 | Sat. steam | 7 | 10 | 5 | 16 | 280 | 22.4 | N | N/A |  | Coal | 1560 | Tonnes |  | 2003-05-07 | 72-75% |  | Ashburton | Taranaki
Meat Processing / Skins Processing | C111100 | Silver Fern Farms | Fairton | Anderson |  | Twin furnace fire tube | 1969 | 4.3 | Sat. steam | 7 | 10 | 5 | 16 | 280 | 22.4 | N | N/A |  | Coal | 1560 | Tonnes |  | 2003-05-07 | 72-75% |  | Ashburton | West Coast
Meat Processing / Skins Processing | C111100 | Silver Fern Farms | Fairton | Scott |  | Single furnace fire tube | 2001 | 0.3 | Sat. steam | 0.5 | 10 | 0.3 | 2 | 100 | 0.06 | N | N/A |  | Oil | 10900 | Litres |  | None |  |  | Ashburton | Hawkes Bay
Meat Processing / Skins Processing | C111100 | Silver Fern Farms | Finegand | John Thompson |  | Twin drum furnace fire tube | 1980 | 18 | Sat. steam | 22.5 | 15 | 10 -12 | 24 | 200 | 52.8 | N | N/A |  | Coal | 10000 | Tonnes |  | 2010-09-16 |  |  | Balclutha | Hawkes Bay
Meat Processing / Skins Processing | C111100 | Silver Fern Farms | Finegand | RCR Eaststeel |  | Bubbling fluid bed | 2008 | 8.5 | Sat. steam | 12 | 15 | 8 - 10 | 24 | 200 | 43.2 | N | N/A |  | Wood/sludge | 16000 | M3 |  | 2008-12-12 | 67 |  | Balclutha | Waikato
Meat Processing / Skins Processing | C111100 | Silver Fern Farms | Hawera | Ynis |  | Single furnace fire tube | 1984 | 1.2 | Hot water | [5 empty] | 0 | N | N/A |  | CNG | 10600 for both | GJ |  | unknown | Unknown |  | Hawera | Hastings
Meat Processing / Skins Processing | C111100 | Silver Fern Farms | Hawera | Anderson |  | Single furnace fire tube | 1995 | 1.1 | Hot water | [5 empty] | 0 | N | N/A |  | CNG | 10600 for both | GJ |  | unknown | Unknown |  | Hawera | Hastings
Meat Processing / Skins Processing | C111100 | Silver Fern Farms | Hokitika | Beacon |  | Water heater | 2002 | 0.6 | Hot water |  |  | 0.6 | 8 | 235 | 1.128 | N | N/A | 110 | Coal | 100 | Tonnes |  | None | Unknown |  | Hokitika | Canterbury
Meat Processing / Skins Processing | C111100 | Silver Fern Farms | Leathers | Scott | 1820 | Fire tube | 2000 | 1.65 | Sat. steam | 2.7 | 8 | 0.5 | 24 | 360 | 4.32 | N | N/A |  | CNG | 17118 for both | GJ |  | 2011-04-01 | ? |  | Napier | Canterbury
Meat Processing / Skins Processing | C111100 | Silver Fern Farms | Leathers | Raypac | EMK 1200 | Hot water | 2008 | 1.2 | Hot water |  |  | 0.8 | 24 | 365 | 7.008 | N | N/A |  | CNG | 17118 for both | GJ |  | 2011-04-01 | ? |  | Napier | Canterbury
Meat Processing / Skins Processing | C111100 | Silver Fern Farms | Paeroa | Tri Way |  | static grate fire tube | 1992 | 1.5 | Hot water |  | 1 | 1 | 16 | 84 | 1.344 | N | N/A | 120 | Coal | 300 | Tonnes |  | unknown | 70 |  | Paeroa | Canterbury
Meat Processing / Skins Processing | C111100 | Silver Fern Farms | Pacific | Anderson |  | Single furnace fire tube | 1976 | 4.5 | Sat. steam | 7.4 | 10 | 3.5 | 20 | 302 | 21.14 | N | N/A |  | Coal | 3387 | Tonnes |  | 2010-08-01 | 75 |  | Whakatu | Bay of Plenty
Meat Processing / Skins Processing | C111100 | Silver Fern Farms | Pacific | Anderson |  | Single furnace fire tube | 1976 | 2.3 | Sat. steam | 3.1 | 10 | 1.95 | 4 | 302 | 2.3556 | N | N/A |  | CNG | 391375000 | Litres |  | 2011-05-01 | 84 |  | Whakatu | Otago
Meat Processing / Skins Processing | C111100 | Silver Fern Farms | Pareora | John Thompson |  | Twin furnace fire tube | 1961 | 4 | Sat. steam | 6.55 | 10.5 | 3.2 | 18 | 225 | 12.96 | N | N/A |  | Coal | 1936 | Tonnes |  | Emission Testing 19/04/11 | Unknown |  | Pareora | Hawkes Bay
Meat Processing / Skins Processing | C111100 | Silver Fern Farms | Pareora | John Thompson |  | Twin furnace fire tube | 1961 | 4 | Sat. steam | 6.55 | 10.5 | 3.2 | 18 | 225 | 12.96 | N | N/A |  | Coal | 1936 | Tonnes |  | Emission Testing 19/04/11 | Unknown |  | Pareora | Hawkes Bay
Meat Processing / Skins Processing | C111100 | Silver Fern Farms | Pareora | John Thompson |  | Single furnace fire tube | 1961 | 2.35 | Sat. steam | 3.85 | 10.5 | 1.6 | 12 | 200 | 3.84 | N | N/A |  | Coal | 968 | Tonnes |  | Emission Testing 19/04/11 | Unknown |  | Pareora | Hawkes Bay
Meat Processing / Skins Processing | C111100 | Silver Fern Farms | Pareora | John Thompson |  | oil furnace fire tube | 1970 | 6.3 | Sat. steam | 10.2 | 10.5 | 0 | 0 | 10 | 0 | N | N/A |  | Oil | 27500 | Litres |  | 2004-04-11 | Unknown |  | Pareora | Hawkes Bay
Meat Processing / Skins Processing | C111100 | Silver Fern Farms | Rotorua | Hoval |  | Water heater | ? | 0.234 | Hot Water |  |  | 0.2 | 12 | 235 | 0.564 | N | N/A | 97 | CNG | 918 | GJ |  | Unknown | Unknown |  | Rotorua | Hawkes Bay | 176.2326 | -38.133
Meat Processing / Skins Processing | C111100 | Silver Fern Farms | Silverstream | Scott |  | Single furnace fire tube | 2005 | 3.5 | Sat. steam | 5.7 | 8 | 6 | 20 | 200 | 24 | N | N/A |  | LPG | 1490000 | Litres |  | 2011-03-23 | Unknown |  | Mosgiel | Waikato
Meat Processing / Skins Processing | C111100 | Silver Fern Farms | Takapau | Anderson |  | Single furnace fire tube | ?? | 3.35 | Sat. steam | 5.4 | 9 | 2 | 22 | 220 | 9.68 | N | N/A |  | CNG | Unreliable data | GJ |  | 2011-05-01 | Unknown |  | Takapau | Canterbury
Meat Processing / Skins Processing | C111100 | Silver Fern Farms | Takapau | Steampac |  | Single furnace fire tube | 1981 | 1.2 | Sat. steam | Unknown | 9.5 | 0.6 | 22 | 220 | 2.904 | N | N/A |  | CNG | Unreliable data | GJ |  | 2011-05-01 | Unknown |  | Takapau | Southland
Meat Processing / Skins Processing | C111100 | Silver Fern Farms | Takapau | Aquatherm |  | Water heater | 2010 | 1.5 | Hot water |  | 2 | 1 | 24 | 220 | 5.28 | N | N/A | 97 | CNG | Unreliable data | GJ |  | 2011-05-01 | Unknown |  | Takapau | Southland
Meat Processing / Skins Processing | C111100 | Silver Fern Farms | Takapau | Centrometal |  | Water heater | 2010 | 1.5 | Hot water |  | 2 | 1 | 24 | 220 | 5.28 | N | N/A | 97 | CNG | Unreliable data | GJ |  | 2011-05-01 | Unknown |  | Takapau | Taranaki
Meat Processing / Skins Processing | C111100 | Silver Fern Farms | Takapau | Aquaheat | Redundant |  |  | 0.4 | Hot water | [5 empty] | 0 | N | N/A |  | CNG |  | GJ |  |  |  |  | Takapau | Taranaki
Meat Processing / Skins Processing | C111100 | Silver Fern Farms | Te Aroha | Tri Way |  | static grate fire tube | 1991 | 2 | Hot water | 3 | 1.2 | 2 | 23 | 200 | 9.2 | N | N/A | 120 | Coal | 1000 | Tonnes |  | 2004 | 60 |  | Te Aroha | Waikato
Meat Processing / Skins Processing | C111100 | Silver Fern Farms | Vital | Scott |  | Single furnace fire tube |  | 0.42 | Sat. steam | 0.7 |  |  |  |  | 0 | N | N/A |  | Diesel |  | Litres |  |  |  |  | Belfast | Canterbury | 172.6372 | -43.4498
Meat Processing / Skins Processing | C111100 | Silver Fern Farms | Waitane | B+W |  | Single furnace fire tube | 1997 | 2.2 | Sat. steam | 3.5 | 9 | 2 | 14 | 175 | 4.9 | N | N/A |  | Coal | 900 | Tonnes |  | 2011-05-01 | ?? |  | Gore | Southland
Meat Processing / Skins Processing | C111100 | Silver Fern Farms | Waitane | Scott Taylor |  | Single furnace fire tube | 1986 | 0.9 | Sat. steam | 1.5 | 9 | 1 | 2 | 175 | 0.35 | N | N/A |  | Coal | 70 | Tonnes |  | 2010 | ?? |  | Gore | Southland
Meat Processing / Skins Processing | C111100 | Silver Fern Farms | Waitotara | Ynis | EM2905 | Water heater | 1990 | 3 | Hot water |  | 3 | 2 | 24 | 330 | 15.84 | N | N/A | 15.84 | CNG | 22561 | GJ |  | 2010-07-01 | ?? |  | Waitotara | Taranaki
Meat Processing / Skins Processing | C111100 | SOUTH PACIFIC MEATS | AWARUA | ANDERSON |  | Firetube | 2008 | 4.5 | Saturated Steam |  | 10 |  |  |  | 27.216 |  |  |  | Coal | [7 empty] | Northland
Meat Processing / Skins Processing | C111100 | SOUTH PACIFIC MEATS | AWARUA | SCOTT |  |  | 1973 | 1.2 | Saturated Steam |  | 9 | [7 empty] | light oil | [7 empty] | Northland
Meat Processing / Skins Processing | C111100 | SOUTH PACIFIC MEATS | AWARUA | YGNIS |  |  | 2004 | 1.5 | Hot Water | [9 empty] | LPG/Butane | [7 empty] | Northland
Meat Processing / Skins Processing | C111100 | SOUTH PACIFIC MEATS | MALVERN | AQUAHEAT |  | Firetube | 1999 | 0.6 | Hot Water | 0.27 | 3.1 | [6 empty] | 116 | LPG/Butane | [7 empty] | Canterbury
Meat Processing / Skins Processing | C111100 | TARANAKI ABATTOIR | TARANAKI ABATTOIR | SCOTT |  | Firetube | 1994 | 1 | Saturated Steam |  | 10.3 |  |  |  | 3.84 |  |  | 186 | Gas | [6 empty] | Stratford | Taranaki
Meat Processing / Skins Processing | C111100 | TARANAKI ABATTOIR | TARANAKI ABATTOIR | ANDERSON |  | Firetube | 1994 | 1 | Saturated Steam |  | 10.3 |  |  |  | 2.16 |  |  | 186 | Gas |  |  |  |  | 0.8 | 513.216 | Stratford | Taranaki
Meat Processing / Skins Processing |  | TAYLOR PRESTON LTD | KIWI POINT | SCOTT |  |  | 1994 | 1 | Steam | 1.81 | 10.34 |  |  |  | 8.568 |  |  |  | Gas |  |  |  |  | 0.73 | 2230.9664 | Johnsonville | Wellington | 174.805 | -41.2386
Meat Processing / Skins Processing |  | TAYLOR PRESTON LTD | KIWI POINT | ELCO |  |  |  | 2.2 | Hot Water | [5 empty] | 18.8496 |  |  | 60 | Gas |  |  |  |  | 0.73 | 4908.126 | Johnsonville | Wellington | 174.805 | -41.2386
Meat Processing / Skins Processing |  | TAYLOR PRESTON LTD | KIWI POINT | AQUATHERM |  |  | 1990 | 0.97 | Hot Water |  | 5 |  |  |  | 8.311 |  |  | 91 | Gas |  |  |  |  | 0.73 | 2164.0374 | Johnsonville | Wellington | 174.805 | -41.2386
Meat Processing / Skins Processing |  | TAYLOR PRESTON LTD | KIWI POINT | AQUATHERM |  |  | 1990 | 0.97 | Hot Water |  | 5 |  |  |  | 8.311 |  |  | 91 | Gas |  |  |  |  | 0.73 | 2164.0374 | Johnsonville | Wellington | 174.805 | -41.2386
Meat Processing / Skins Processing |  | TAYLOR PRESTON LTD | KIWI POINT | HOVAL |  |  | 1992 | 2.68 | [6 empty] | 22.512 |  |  | 108 | Gas |  |  |  |  | 0.73 | 5861.7547 | Johnsonville | Wellington | 174.805 | -41.2386
Meat Processing / Skins Processing |  | TAYLOR PRESTON LTD | KIWI POINT | HOVAL |  |  | 1992 | 2.68 | [6 empty] | 22.512 |  |  | 108 | Gas |  |  |  |  | 0.73 | 5861.7547 | Johnsonville | Wellington | 174.805 | -41.2386
Meat Processing / Skins Processing | C111100 | TE KUITI MEAT PROCESSORS LTD | TE KUITI MEAT PROCESSORS LTD | ANDERSON |  |  | 1997 | 6 | Saturated Steam |  | 8 |  |  |  | 30.24 |  |  |  | Gas | [6 empty] | Te Kuiti | Waikato
Meat Processing / Skins Processing | C111100 | TE KUITI MEAT PROCESSORS LTD | TE KUITI MEAT PROCESSORS LTD |  |  |  |  | 2 | Hot Water | [9 empty] | Gas | [6 empty] | Te Kuiti | Waikato
Meat Processing / Skins Processing | C111200 | TEGEL FOODS | TAIHAPE BOILERS | VEKOS POWERMASTER |  | Firetube |  | 1.7 | Saturated Steam | 2.72 | 4.5 | [6 empty] | 156 | Coal
Meat Processing / Skins Processing | C111200 | TEGEL FOODS | TAIHAPE BOILERS | ANDERSON |  | Firetube |  | 1.1 | Saturated Steam | 1.81 | 4.5 | [6 empty] | 156 | Coal
Meat Processing / Skins Processing | C111200 | TEGEL FOODS | CARMEN ROAD CHCH | SCOTT COMBUSTION |  | Firetube | 1970 | 1.4 | Saturated Steam | 1.81 | 10 |  |  |  | 5.824 |  |  | 184 | Oil/Diesel |  |  |  |  | 0.75 | 1942.8864 |  | Canterbury
Meat Processing / Skins Processing | C111200 | TEGEL FOODS | FEEDMILL & PROCESSING PLANT | ANDERSON |  |  | 1978 | 0.4 | Saturated Steam |  | 10 |  |  |  | 2.7456 |  |  |  | light oil
Meat Processing / Skins Processing | C111200 | TEGEL FOODS | TEGEL FOODS BELL BLOCK | ANDERSON |  | Watertube | 1987 | 1 | Steam |  | 10.34 |  |  |  | 6.24 |  |  | 185 | Gas
Meat Processing / Skins Processing | C111200 | TEGEL FOODS | TEGEL FOODS BELL BLOCK | ANDERSON |  | Watertube | 1973 | 1.4 | Saturated Steam | 1.8 | 10.3 | [6 empty] | 186 | Gas
Meat Processing / Skins Processing | C111200 | TEGEL FOODS | TEGEL FOODS HENDERSON |  |  |  | 2006 | 2.8 | Heated Oil | [5 empty] | 24.4608 |  |  | 280 | Gas
Meat Processing / Skins Processing | C111200 | TEGEL FOODS | TEGEL FOODS HENDERSON | YGNIS |  |  | 1998 | 0.9 | Hot Water |  | 2 |  | 24 | 364 | 5.616 |  |  | 90 | Gas | [6 empty] | Waitakere City |  | 174.6309 | -36.8912
Meat Processing / Skins Processing | C111200 | TEGEL FOODS | TEGEL FOODS HENDERSON | YGNIS |  | Watertube | 1998 | 0.3 | Hot Water |  |  |  | 24 | 364 | 0.78 |  |  | 77 | Gas | [6 empty] | Waitakere City |  | 174.6309 | -36.8912
Meat Processing / Skins Processing | C111200 | TEGEL FOODS | CARMEN ROAD CHCH | SCOTT |  | Firetube | 1970 | 1.4 | Saturated Steam | 1.81 | 10 |  |  |  | 5.824 |  |  | 184 | Oil/Diesel |  |  |  |  | 0.75 | 1942.8864 |  | Canterbury
Meat Processing / Skins Processing | C111200 | TEGEL FOODS | CARMEN ROAD CHCH | SCOTT |  | Firetube | 1970 | 1.4 | Saturated Steam | 1.81 | 10 |  |  |  | 5.824 |  |  | 184 | Oil/Diesel |  |  |  |  | 0.75 | 1942.8864 |  | Canterbury
Meat Processing / Skins Processing | C111200 | TEGEL FOODS | CARMEN ROAD CHCH | SCOTT |  | Firetube | 1970 | 1.4 | Saturated Steam | 1.81 | 10 |  |  |  | 5.824 |  |  | 184 | Oil/Diesel |  |  |  |  | 0.75 | 1942.8864 |  | Canterbury
Meat Processing / Skins Processing | C111200 | TEGEL FOODS | CARMEN ROAD CHCH | SCOTT |  | Firetube | 1970 | 1.4 | Saturated Steam | 1.81 | 10 |  |  |  | 5.824 |  |  | 184 | Oil/Diesel |  |  |  |  | 0.75 | 1942.8864 |  | Canterbury
Meat Processing / Skins Processing | C111200 | TEGEL FOODS | CARMEN ROAD CHCH | SCOTT |  | Firetube | 1970 | 1.4 | Saturated Steam | 1.81 | 10 |  |  |  | 5.824 |  |  | 184 | Oil/Diesel |  |  |  |  | 0.75 | 1942.8864 |  | Canterbury
Meat Processing / Skins Processing | C111100 | UNIVERSAL BEEF PACKERS | UNIVERSAL BEEF PACKERS | AQUAHEAT |  | Firetube | 2004 | 0.6 | Hot Water | [5 empty] | 3.672 |  |  | 82 | Gas | [6 empty] | Te Kuiti 3910
Meat Processing / Skins Processing | C111100 | UNIVERSAL BEEF PACKERS | UNIVERSAL BEEF PACKERS | AQUATHERM |  | Firetube | 2000 | 0.75 | Hot Water | [5 empty] | 5.508 |  |  | 90 | Gas | [6 empty] | Te Kuiti 3910
Meat Processing / Skins Processing |  | WALLACE CORP | WAITOA | AQUATHERM |  | Firetube | 1988 | 2.25 | Hot Water | [5 empty] | 13.284 |  |  | 88 | Gas | [7 empty] | Waikato
Meat Processing / Skins Processing |  | WALLACE CORP | THAMES | AQUATHERM |  | Firetube | 2003 | 3 | Hot Water | [5 empty] | 9.504 |  |  | 88 | LPG/Butane | [7 empty] | Waikato
Meat Processing / Skins Processing |  | WALLACE CORP | THAMES | AQUATHERM |  | Firetube | 2002 | 1.1 | Hot Water | [8 empty] | 88 | LPG/Butane | [7 empty] | Waikato
Note on L121: M Hendriks: Designed for 20.8 bar(g)
Note on T122: M Hendriks: Woodwaste only. Theoretical sludge burned = approximately 3500 dry tons (ww) per year and is about 42% by dry weight of the total fuel burned

## Miscellaneous 11
Sector | ANZSIC Code | CompanyName | Boiler Site | Boiler Make | Boiler Model No. | Boiler Type | Year Installed | Size MW | Output Type | Maximum Output Amount t/hr | Normal Operating Pressure bar | Normal Operating Output MW | Normal Hours Operated per Day | Normal Days Operated per Year | Boiler Annual Heat Output GWh | Winter Heating Only? | Annual Cogen Elec.Output kWh | Normal Boiler Operating Temperature oC | Fuel Type | Annual Fuel Use for Boiler Only | Fuel Unit | Fuel CV kJ per Fuel Unit | Date of Last Boiler Tuning Report | Operating Efficiency | Annual CO2e Emissions t | Town | Region | GIS East | GIS - Northing | NOTES | Notes 2
Miscellaneous
Aggregate | B0919 | Hynds Pipe Systems Ltd | Hynds Pipe Systems |  |  |  |  | 0.58 |  |  |  |  | 20 | 286 |  | no |  |  | Natural gas | [6 empty] | Manukau City | Auckland | 174.8834 | -36.9457
Aggregate | B0919 | Hynds Pipe Systems Ltd | Hynds Pipe Systems |  |  |  |  | 1.13 |  |  |  |  | 20 | 286 |  | no |  |  | Natural gas | [6 empty] | Manukau City | Auckland | 174.8834 | -36.9457
Aggregate | B0919 | James Hardie | James Hardie |  |  |  |  | 6 |  |  |  |  | 10 | 260 |  | no |  |  | Natural gas | [7 empty] | Auckland | 174.8181 | -36.9168
Automotive | S941200 | Bridgeman Street Panelbeaters | 64 Bridgeman Street Dunedin | [15 empty] | Diesel | 12000? | litres |  |  |  |  | Dunedin | Otago | 170.4977 | -45.8915 | 2005 ORC inventory
Automotive | S941200 | Broughton Street Paint and Panel | 17 Broughton Street Dunedin | [15 empty] | Diesel | 73000? | litres |  |  |  |  | Dunedin | Otago | 170.4999 | -45.8933 | 2005 ORC inventory
Automotive | S941200 | Collision City | 205 Andersons Bay Rd Dunedin |  |  |  |  | 0.14 | [10 empty] | piped gas | 14000? | cubic metres |  |  |  |  | Dunedin | Otago | 170.5009 | -45.8895 | 2005 ORC inventory
Automotive |  | Cooke Howlison Toyota | Cnr Carrol and Hope Streets Dunedin |  |  |  |  | 0.15 | [10 empty] | Diesel | 5000? | litres |  |  |  |  | Dunedin | Otago | 170.5078 | -45.8959 | 2005 ORC inventory
Automotive | S941200 | Dunedin Auto Painters | 29 McGlashan St Mosgiel Dunedin | [15 empty] | piped gas | 14000? | cubic metres |  |  |  |  | Dunedin | Otago | 170.3513 | -45.8893 | 2005 ORC inventory
Automotive | S941 | Fuji Automotive | King Edward Street |  |  |  |  | 0.15 | [10 empty] | Diesel | 400? | litres | [8 empty] | 2005 ORC inventory
Automotive | S941200 | Harrow Motor Body Works | 26 Wilkie St Dunedin |  |  |  |  | 0.149 | [10 empty] | Diesel | 10000? | litres |  |  |  |  | Dunedin | Otago | 170.4956 | -45.8927 | 2005 ORC inventory
Automotive | S941200 | Thomson's Panelbeating | Castle St Dunedin |  |  |  |  | 0.2 | [10 empty] | Diesel | 2400? | litres |  |  |  |  | Dunedin | Otago |  |  | 2005 ORC inventory
Banking | S9551 | BNZ Building | 266 Trafalgar St Nelson | [15 empty] | Diesel | 3? | tonnes |  |  |  |  | Nelson |  | 173.2834 | -41.2745 | 2006 NCC inventory
Banking | S9551 | Westpac Banking Corp | Princes Street Dunedin |  |  |  |  | 1.7 | [10 empty] | Diesel |  | litres |  |  |  |  | Dunedin | Otago |  |  | 2005 ORC inventory
Caterers | H4513 | LSG Sky Chefs NZ Ltd | LSG Sky Chefs |  |  |  |  | 1.2 |  |  |  |  | 12 | 365 |  | no |  |  | Natural gas | [6 empty] | Manukau City | Auckland | 174.7882 | -36.9962
Caterers | H4513 | LSG Sky Chefs NZ Ltd | LSG Sky Chefs |  |  |  |  | 1.2 |  |  |  |  | 12 | 365 |  | no |  |  | Natural gas | [6 empty] | Manukau City | Auckland | 174.7882 | -36.9962
Chemical |  | Amcor Beverage Can (Australia) Ltd | Ash Rd |  |  |  |  | 0.45 |  |  |  |  | 24 | 364 |  |  |  |  | Natural gas | [6 empty] | Manukau City | Auckland | 174.8657 | -37.0033
Chemical |  | Amcor Flexibles Australasia (Amcor Packaging (NZ) Ltd) | Amcor Flexible Packaging |  |  |  |  | 0.3 | [5 empty] | 0 |  |  |  |  | Natural Gas | [6 empty] | Manukau City | Auckland | 174.8897 | -36.9321
chemical | F3323 | Barnes Plastics (Huntsman Chemical Company NZ Ltd) | [5 empty] | 1.3 |  |  |  |  | 21 | 208 |  |  |  |  | Natural gas
chemical | F3323 | Barnes Plastics (Huntsman Chemical Company NZ Ltd) | [5 empty] | 1.4 |  |  |  |  | 21 | 208 |  |  |  |  | Natural gas
chemical |  | Bio-diesel Oils Ltd | Solvent Services Ltd |  |  |  |  | 1.7 | [10 empty] | Natural gas | [6 empty] | Manukau City | Auckland | 174.8838 | -36.9309
Chemical | F3323 | Chemcolour Industries (NZ) Ltd | Chemcolour Industries |  |  |  |  | 0.3 |  |  |  |  | 10 | 260 |  |  |  |  | Natural gas | [6 empty] | North Shore City | Auckland | 174.7399 | -36.7761
Chemical |  | Godfrey Hirst (NZ) Ltd | Godfrey Hirst |  |  |  |  | 0.196 |  |  |  |  | 10 | 260 |  |  |  |  | Natural gas | [6 empty] | Manukau City | Auckland | 174.8695 | -37.0087
Chemical |  | Henkel NZ Ltd | Henkel NZ Ltd |  |  |  |  | 0.69 |  |  |  |  | 4 | 0 |  |  |  |  | Natural gas | [6 empty] | Manukau City | Auckland | 174.893 | -36.9438
Chemical |  | J Gadsden (NZ) Ltd (Visy Rigid Packaging (NZ) Ltd) | Visy Rigid Packaging (NZ) Ltd | [9 empty] | 24 | 260 |  |  |  |  | Natural gas | [6 empty] | Manukau City | Auckland | 174.8627 | -37.0081
Chemical | F3323 | Keep It Clean Limited | Dunedin | Vekos |  |  |  | 1.5 | [10 empty] | Coal | 2400? For 3 boilers | tonnes |  |  |  |  | Dunedin | Otago |  |  | 2007 CRL study
Chemical | F3323 | Keep It Clean Limited | Dunedin | Scott Taylor |  |  |  | 1.5 | [10 empty] | Coal | [6 empty] | Dunedin | Otago |  |  | 2007 CRL study
Chemical |  | 3M NZ Ltd | 3M NZ - Glenfield |  |  |  |  | 1.2 |  |  |  |  | 24 | 365 |  |  |  |  | natural gas | 5126200 kWhr p/a | [5 empty] | North Shore City | Auckland | 174.7434 | -36.7776
Chemical |  | Nufarm Health & Sciences (Nufarm NZ Ltd) | Nufarm Health & Sciences | [9 empty] | 2 | 130 |  |  |  |  | Natural gas | [6 empty] | Manukau City | Auckland | 174.8301 | -36.9477
Chemical |  | Nufarm Ltd | Nufarm |  |  |  |  | 1.16 |  |  |  |  | 6 | 204 |  |  |  |  | Diesel | [6 empty] | Manukau City | Auckland | 174.9092 | -37.0286
Chemical |  | Nuplex Industries Ltd | Nuplex - Onehunga | [9 empty] | 24 | 260 |  |  |  |  | Natural gas | [6 empty] | Auckland City | Auckland | 174.7923 | -36.9266
Chemical |  | Nuplex Industries Ltd | Nuplex - Penrose | [9 empty] | 12 | 10 |  |  |  |  | Natural gas | [6 empty] | Auckland City | Auckland | 174.8268 | -36.9209
Chemical |  | New Zealand Foam Latex Limited | Christchurch, 8002 |  |  |  |  | 3.5 | [12 empty] | wood |  |  |  |  | Christchurch, 8002 | Canterbury | 172.6751 | -43.554
Chemical |  | Primaxa Ltd | Koppers Arch Ltd (Primaxa) |  |  |  |  | 0.9 |  |  |  |  | 8 | 260 |  |  |  |  | Diesel | [6 empty] | Manukau City | Auckland | 174.831 | -36.9486
Chemical |  | PSM Healthcare Ltd | PSM Healthcare |  |  |  |  | 1.2 |  |  |  |  | 15.5 | 312 |  |  |  |  | Natural gas | [6 empty] | Manukau City | Auckland | 174.869 | -36.9996
Chemical |  | Rohm & Haas N Z Ltd | Rohm & Haas, 8-26 Beach Rd | [9 empty] | 24 | 255 |  |  |  |  | Natural gas | [6 empty] | Manukau City | Auckland | 174.8253 | -36.9471
Chemical |  | Skellerup Industries Ltd | Skellerup Industries |  |  |  |  | 1.14 |  |  |  |  | 20 | 52 |  |  |  |  | Natural gas | [6 empty] | Manukau City | Auckland | 174.8754 | -36.9573
commercial centres |  | Manukau Shopping Centre Westfield Manukau City Ltd | Westfield Manukau |  |  |  |  | 0.75 | [5 empty] | 273 |  | no |  |  | Diesel | [6 empty] | Manukau City | Auckland | 174.8811 | -36.9914
commercial centres |  | Manukau Shopping Centre Westfield Manukau City Ltd | Westfield Manukau |  |  |  |  | 0.75 | [5 empty] | 273 |  | no |  |  | Diesel | [6 empty] | Manukau City | Auckland | 174.8811 | -36.9914
Engineering |  | Air NZ Ltd | Engineering Division |  |  |  |  | 1.7 |  |  |  |  | 24 | 156 |  |  |  |  | natural gas | [6 empty] | Manakau City | Auckland | 174.7882 | -36.9962 | Half capacity used in summer
Engineering |  | Air NZ Ltd | Engineering Division |  |  |  |  | 1.7 |  |  |  |  | 24 | 299 |  |  |  |  | natural gas | [6 empty] | Manakau City | Auckland | 174.7866 | -36.9967 | Half capacity used in summer
Engineering |  | SIMS Engineering | Birch St Dunedin | [15 empty] | Diesel | 20,000? | litres |  |  |  |  | Dunedin | Otago |  |  | 2005 ORC inventory
Engineering |  | SIMS Engineering | Birch St Dunedin | [15 empty] | LPG | 2600000? | litres |  |  |  |  | Dunedin | Otago |  |  | 2005 ORC inventory
Food/Animal Products |  | Ottogi NZ Ltd | 76 Rangi Road Takanini Papakura District |  |  |  |  | 4 |  |  |  |  | 6 | 260 |  |  |  |  | natural gas | [6 empty] | Papakura District | Auckland | 174.9191 | -37.0308 | Nominal steam capacity (6265 kg/hr steam)
Laundry & Drycleaning | S953100 | Alsco Nelson Laundry | 5 Parere St Nelson | Vekos | [11 empty] | No |  |  | Coal | 360? | tonnes | 25? |  |  |  | Nelson | Nelson | 173.274 | -41.2768 | 2011 Sollys estimate
Laundry & Drycleaning | S953100 | J.A. McCallum & Son Ltd | [23 empty] | Invercargill | Southland | 168.347 | -46.4048 | 2 boilers - no further information
Laundry & Drycleaning | S953100 | Preens Dry Cleaners | Kitchener Street Dunedin |  |  |  |  | 0.9 | [10 empty] | LFO | 210000? | litres |  |  |  |  | Dunedin | Otago | 170.5061 | -45.8857 | 2005 ORC inventory
Metal |  | CSP Coating Systems Ltd (Fletcher Steel Ltd) | CSP Coating Systems Ltd |  |  |  |  | 0.792 |  |  |  |  | 24 | 264 |  | no |  |  | Natural gas | [6 empty] | Auckland City | Auckland | 174.8185 | -36.9042
Metal |  | East Tamaki Galvanising Ltd | East Tamaki Galvanising Ltd |  |  |  |  | 0.19 |  |  |  |  | 12 | 260 |  | no |  |  | Natural gas | [6 empty] | Manukau City | Auckland | 174.8927 | -36.9499
Metal |  | Fletcher Steel Ltd | Fletcher Steel - 21 Beach Rd | Anderson |  |  |  | 1.7 |  |  |  |  | 24 | 312 |  | no |  |  | Natural gas | [6 empty] | Manukau City | Auckland | 174.8243 | -36.9466
Metal |  | Fletcher Steel Ltd | Fletcher Steel - 21 Beach Rd | Anderson |  |  |  | 1.7 |  |  |  |  | 24 | 312 |  | no |  |  | Natural gas | [6 empty] | Manukau City | Auckland | 174.8243 | -36.9466
Metal |  | Franklin Machinery Ltd (Gallagher Group Ltd) | Franklin Machinery Ltd |  |  |  |  | 0.011 |  |  |  |  | 12 | 260 |  | no |  |  | Natural gas | [6 empty] | Franklin District | Auckland | 174.9128 | -37.207
Pulp, Paper and Cardboard | C15 | Amcor Cartons Australasia Ltd | Amcor Cartons |  |  |  |  | 6 |  |  |  |  | 24 | 260 |  | no |  |  | Natural gas | [6 empty] | Manukau City | Auckland | 174.8552 | -36.994
Pulp, Paper and Cardboard | C15 | Carter Holt Harvey | Packaging Case Division |  |  |  |  | 4.5 |  |  |  |  | 16 | 260 |  | no |  |  | Natural gas | [6 empty] | Manukau City | Auckland | 174.7961 | -36.9461
Pulp, Paper and Cardboard | C15 | J Gadsden (NZ) Ltd (Visy Board (NZ) Ltd) | Visy Board NZ Ltd |  |  |  |  | 4 |  |  |  |  | 20 | 260 |  | no |  |  | Natural gas | [6 empty] | Manukau City | Auckland | 174.8572 | -37.0132 | Steam output 6380 kg/hr
Textiles |  | Designer Textiles Ltd | Designer Textiles |  |  |  |  | 5.68 |  |  |  |  | 16 | 286 |  | no |  |  | Natural gas | [6 empty] | Manukau City | Auckland | 174.8765 | -36.9595
Textiles | C134000 | Manukau Knitting Mills | Manukau Knitting Mills |  |  |  |  | 1.8 |  |  |  |  | 11 | 260 |  | no |  |  | Natural gas | [6 empty] | Manukau City | Auckland | 174.9251 | -36.9038
Textiles | C134000 | Manukau Knitting Mills | Manukau Knitting Mills |  |  |  |  | 1.34 |  |  |  |  | 11 | 260 |  | no |  |  | Natural gas | [6 empty] | Manukau City | Auckland | 174.9251 | -36.9038
Textiles | C134000 | Manukau Knitting Mills | Manukau Knitting Mills |  |  |  |  | 1.34 |  |  |  |  | 11 | 260 |  | no |  |  | Natural gas | [6 empty] | Manukau City | Auckland | 174.9251 | -36.9038
Textiles |  | Summit Wool Spinners | Weaver St Oamaru |  |  |  |  | 7.1 | [7 empty] | no |  |  | Coal | 1320? | tonnes |  |  |  |  | Oamaru |  | 170.9809 | -45.0876 | 2009 CRL study
Waste |  | Envirowaste Technical Services Ltd | [5 empty] | 1.7 |  |  |  |  | 8 | 260 |  | no |  |  | Waste oil | [6 empty] | Miami Parade | Auckland |  |  | Gross heat output
Waste |  | International Waste Ltd | Sterilisation Solutions |  |  |  |  | 0.6 |  |  |  |  | 24 | 364 |  | no |  |  | Natural gas | [6 empty] | Manukau City | Auckland | 174.7882 | -36.9962 | 71.2 m3/h (maximum gas fuel usgae rate) | Boiler rating (total heat output at MCR = 732 kW; net boiler rating = 600W)
Waste |  | Medismart Ltd | Nuplex Medismart |  |  |  |  | 3.1 |  |  |  |  | 8 | 260 |  | no |  |  | Natural gas | [6 empty] | Manukau City | Auckland | 174.893 | -36.9438 | Change of consent (Nov 2005): boiler rating is 3.1 MW
Waste |  | Medismart Ltd | Nuplex Medismart | [15 empty] | LPG | [6 empty] | Dunedin | Otago |  |  | 2005 ORC inventory
waste | D281200 | Watercare Services Ltd | Watercare - Mangere Sewage Treatment Plant |  |  |  |  | 2.5 |  |  |  |  | 24 | 365 |  | no |  |  | Biogas | [6 empty] | Manukau City | Auckland | 174.7775 | -36.9654
waste | D281200 | Watercare Services Ltd | Watercare - Mangere Sewage Treatment Plant |  |  |  |  | 2.4 |  |  |  |  | 24 | 365 |  | no |  |  | Biogas | [6 empty] | Manukau City | Auckland | 174.7774 | -36.9664
waste | D281200 | Watercare Services Ltd | Watercare - Mangere Sewage Treatment Plant |  |  |  |  | 2.5 |  |  |  |  | 24 | 365 |  | no |  |  | Biogas | [6 empty] | Manukau City | Auckland | 174.7774 | -36.9664
|  | Otago Museum Trust Board | Great King Street Dunedin |  |  |  |  | 0.4 | [10 empty] | LPG | [6 empty] | Dunedin | Otago |  |  | 2005 ORC inventory | LPG boiler currently refurbishing
|  | AMP Building | Princes St Dunedin |  |  |  |  | 0.3 | [10 empty] | Diesel | 8000? | litres |  |  |  |  | Dunedin | Otago |  |  | 2005 ORC inventory
|  | Apparelmaster - Preens Ltd | Wharf Street Dunedin |  |  |  |  | 4 | [10 empty] | LFO | 210000? | litres |  |  |  |  | Dunedin | Otago |  |  | 2005 ORC inventory
|  | D C Ross Ltd | 570 Kaikorai Valley Road Dunedin |  |  |  |  | 0.4 | [10 empty] | Diesel | 13000? | litres |  |  |  |  | Dunedin | Otago | 170.4612 | -45.8902 | 2005 ORC inventory
|  | Dunedin Casinos | [5 empty] | 0.35 | [10 empty] | LPG | [6 empty] | Dunedin | Otago | 170.5012 | -45.8777 | 2005 ORC inventory
|  | Dunedin Casinos | [5 empty] | 0.35 | [10 empty] | LPG | [6 empty] | Dunedin | Otago | 170.5012 | -45.8777 | 2005 ORC inventory
|  | Dunedin Gasworks Museum Trust | 20 Braemar Street | [15 empty] | Wood waste | 3000? | tonnes |  |  |  |  | Dunedin | Otago | 170.5025 | -45.8933 | 2005 ORC inventory
|  | Forsyth Barr House | 165 Stuart St Dunedin | [15 empty] | Diesel | 17000? | litres |  |  |  |  | Dunedin | Otago | 170.5025 | -45.874 | 2005 ORC inventory
|  | Fulton Hogan Ltd - Nelson | 121 Bolt Rd Nelson | [15 empty] | LFO | 120000 | litres |  |  |  |  | Nelson | Nelson | 173.2335 | -41.2952 | 2006 NCC inventory
|  | Grant James Ltd t/a Pinewood Lodge | [5 empty] | 0.1 | [10 empty] | wood | [6 empty] | Queenstown, 9300 | Otago | 168.6573 | -45.0258
|  | Grant James Ltd t/a Pinewood Lodge | [5 empty] | 0.15 | [10 empty] | wood | [6 empty] | Queenstown, 9300 | Otago | 168.6573 | -45.0258
|  | GreenTank Limited | Broughton Street Dunedin |  |  |  |  | 0.15 | [10 empty] | Diesel | [6 empty] | Dunedin | Otago |  |  | 2005 ORC inventory
|  | Humes Pipeline Systems | 110 Mere Rd Fernhill Hastings |  |  |  | 2008 consented | 0.5 | [10 empty] | Diesel | [6 empty] | Hastings | Hawke's Bay | 176.7478 | -39.5956 | HBRC consent
|  | J. A. McCallum & Son Ltd | Invercargill, 9810 | Vekos | [14 empty] | wood | [6 empty] | Invercargill, 9810 | Southland | 168.3894 | -46.4126 | Second hand Vekos boiler converted to run on wood fuels
|  | Liqueo Bulk Storage | Port of Napier |  |  |  | 2009 consented | 1.2 | [10 empty] | Diesel | [6 empty] | Napier | Hawke's Bay | 176.9152 | -39.4767 | HBRC consent
|  | LJ Hooker | 10 Centennial Avenue, Alexandra | [15 empty] | Diesel | [6 empty] | Alexandra | Otago | 169.3922 | -45.2554 | 2005 ORC inventory
|  | Solid Energy | Stockton Mine near Westport |  |  |  |  | 0.12 | [10 empty] | Coal | [6 empty] | westport | West Coast |  |  | WCRC consent
|  | Telecom New Zealand Ltd | Tennyson Street Dunedin |  |  |  |  | 0.23 | [10 empty] | Coal | 20? | tonnes |  |  |  |  | Dunedin | Otago | 170.4979 | -45.8736 | 2005 ORC inventory
|  | Valley Industries Ltd | 151 Kaikorai Valley Road Dunedin | [15 empty] | LFO | 26000? | litres |  |  |  |  | Dunedin | Otago | 170.4754 | -45.8691 | 2005 ORC inventory
|  | Wickliffe Press Ltd | Clyde St Dunedin | [15 empty] | Diesel | 33,000? | litres |  |  |  |  | Dunedin | Otago |  |  | 2005 ORC inventory
Note on N3: Author: 20 (6 hours on Saturday)
Note on N4: Author: 20 (6 hours on Saturday)
Note on N36: Author: 16.5 (8.5 on Saturday)
Note on N49: Author: operates continuously (c.f. AEE, Apr-08)

## Other Manufacturing 12
Sector | ANZSIC Code | CompanyName | Boiler Site | Boiler Make | Boiler Model No. | Boiler Type | Year Installed | Size MW | Output Type | Maximum Output Amount t/hr | Normal Operating Pressure bar | Normal Operating Output MW | Normal Hours Operated per Day | Normal Days Operated per Year | Boiler Annual Heat Output GWh | Winter Heating Only? | Annual Cogen Elec.Output kWh | Normal Boiler Operating Temperature oC | Fuel Type | Annual Fuel Use for Boiler Only | Fuel Unit | Fuel CV kJ per Fuel Unit | Date of Last Boiler Tuning Report | Operating Efficiency | Annual CO2e Emissions t | Town | Region | GIS - Easting | GIS - Northing | NOTES
Other Manufacturing
Other Manufacturing |  | Air NZ Engineering | Christchurch | [15 empty] | * Pellets | [7 empty] | Canterbury |  |  | From former supplier *Boiler after previously coal
Other Manufacturing | C131 | Allied Farmers Wools | [27 empty] | NO REPLY
Other Manufacturing |  | ALSCO | ALSCO INVERCARGILL | VEKOS |  | Watertube | 2006 | 4.5 | Saturated Steam |  | 10 |  |  |  | 11.7 |  |  |  | Lignite |  |  |  |  | 0.84 | 4773.6 |  | Southland
Other Manufacturing |  | ALSTOM POWER | X
Other Manufacturing | C131 | Aotearoa Wools | [27 empty] | NO REPLY
Other Manufacturing | C131 | Ascot Wools | [27 empty] | NO REPLY
Other Manufacturing | C131 | Associated Wool Exporters | [27 empty] | NO REPLY
Other Manufacturing |  | BALLANCE AGRI NUTRIENTS LTD | KAPUNI | DELTEK |  | Waterwall | 2004 | 18 | Saturated Steam | 36 | 28 |  |  |  | 157.248 |  |  | 232 | [8 empty] | Taranaki
Other Manufacturing |  | BALLANCE AGRI NUTRIENTS LTD | KAPUNI | UNKNOWN USA |  | Watertube | 1982 | 11 | Saturated Steam | 21.6 | 28 |  |  |  | 96.096 |  |  | 232 | Gas | [7 empty] | Taranaki
Other Manufacturing |  | BALLANCE AGRI NUTRIENTS LTD | KAPUNI | ANDERSON |  | Watertube | 1982 | 19 | Saturated Steam | 25.2 | 32 |  |  |  | 165.984 |  |  | 293 | Gas | [7 empty] | Taranaki
Other Manufacturing |  | BALLANCE AGRI NUTRIENTS LTD | KAPUNI |  |  | Waterwall | 1995 | 6 |  | 10.8 | 2 | [6 empty] | 120 | [8 empty] | Taranaki
Other Manufacturing |  | BALLANCE AGRI NUTRIENTS LTD | MT MAUNGANUI | JOHN THOMPSON |  | Firetube | 1984 | 20 | Superheated Steam |  | 50 |  |  |  | 164.64 |  | 32930000 | 390 | Sulphur | [7 empty] | Bay of Pleanty
Other Manufacturing |  | BALLANCE AGRI NUTRIENTS LTD | MT MAUNGANUI | EASTEEL - STEAMPAC |  | Firetube | 1981 | 1.4 | Saturated Steam |  | 7 | [5 empty] | 32930000 |  | Oil/Diesel | [7 empty] | Bay of Pleanty
Other Manufacturing | C131 | Bloch & Behrens Wool | [27 empty] | NO REPLY
Other Manufacturing |  | CANTERBURY CLAY BRICKS | CANTERBURY CLAY BRICKS |  |  |  | 1999 | 2.4 | [6 empty] | 20.9664 |  |  |  | Oil/Diesel | [7 empty] | Canterbury
Other Manufacturing
Other Manufacturing | C131 | Canterbury Spinners | [24 empty] | Canterbury |  |  | NO REPLY
Other Manufacturing | C131100 | CANTERBURY WOOL SCOURERS LTD | CANTERBURY WOOL SCOURERS LTD | VEKOS |  | Watertube | 2004 | 6 | Saturated Steam |  | 10 |  |  |  | 49.392 |  |  |  | Coal |  |  |  |  | 0.8 | 20270.4768 |  | Canterbury
Other Manufacturing | C131100 | CANTERBURY WOOL SCOURERS LTD | CANTERBURY WOOL SCOURERS LTD | SCOTT TAYLOR |  |  | 1995 | 1.4 | Saturated Steam |  | 8 |  |  |  | 3.0576 |  |  |  | Coal |  |  |  |  | 0.7 | 1434.1018 |  | Canterbury
Other Manufacturing | C131100 | CANTERBURY WOOL SCOURERS LTD | CANTERBURY WOOL SCOURERS LTD | SCOTT TAYLOR |  |  | 1993 | 1.4 | Saturated Steam |  | 8 |  |  |  | 3.0576 |  |  |  | Coal |  |  |  |  | 0.7 | 1434.1018 |  | Canterbury
Other Manufacturing |  | CARTER HOLT HARVEY | KAWERAU TASMAN | COMBUSTION ENGINEERING |  | Waterwall | 1969 | 160 | Superheated Steam | 185 | 44 |  |  |  | 1344 |  | 121800000 | 385 | Black liquor | [7 empty] | Bay of Pleanty
Other Manufacturing |  | CARTER HOLT HARVEY | KAWERAU TASMAN | INTERNATIONAL COMBUSTION |  | Waterwall | 1955 | 63 | Superheated Steam | 70 | 45 |  |  |  | 539.784 |  | 121800000 | 400 | Hog fuel |  |  |  |  | 0.55 | 0 |  | Bay of Pleanty
Other Manufacturing |  | CARTER HOLT HARVEY | KAWERAU TASMAN | FOSTER WHEELER (MCKENZIE & RIDLEY) |  | Waterwall | 1955 | 63 | Superheated Steam | 70 | 45 |  |  |  | 539.784 |  | 121800000 | 400 | Hog fuel |  |  |  |  | 0.55 | 0 |  | Bay of Pleanty |  |  | alan.gibbs@chh.co.nz | Russell.Longuet@chh.co.nz
Other Manufacturing | C131 | CAVALIER BREMWORTH | AWATOTO | VEKOS |  | Firetube | 1980 | 4.9 | Saturated Steam | 7.71 | 10 |  |  |  | 28.224 |  |  |  | Coal |  |  |  |  | 0.5 | 18533.0074 |  | Hawke's Bay
Other Manufacturing | C131 | CAVALIER BREMWORTH | AWATOTO | VEKOS |  | Firetube | 1980 | 4.9 | Saturated Steam | 7.71 | 10 |  |  |  | 28.224 |  |  |  | Coal |  |  |  |  | 0.5 | 18533.0074 |  | Hawke's Bay
Other Manufacturing |  | Cavalier Wool Holdings | 540 Main Rd Clive Napier |  |  | Natural gas boiler | 2005 consented | 4.5 | [10 empty] | Natural gas | [6 empty] | Napier | Hawke's Bay
Other Manufacturing |  | Cavalier Wool Holdings | 540 Main Rd Clive Napier |  |  | Natural gas boiler | 2005 consented | 2.8 | [10 empty] | Natural gas | [6 empty] | Napier | Hawke's Bay
Other Manufacturing | C131 | Central Wool Auctions | [27 empty] | NO REPLY
Other Manufacturing | C131 | Chargeurs Wool | [27 empty] | NO REPLY
Other Manufacturing |  | Christchurch Wool Dumpers | [24 empty] | Canterbury |  |  | NO REPLY
Other Manufacturing | C131100 | CLIFTON WOOL SCOUR | CLIFTON WOOL SCOUR | Hamilton Heatpak Taylors clone |  | Watertube | 1982 | 2 | Saturated Steam |  | 5.42 |  |  |  | 15.456 |  |  | 150 | Lignite
Other Manufacturing | C131100 | CLIFTON WOOL SCOUR | CLIFTON WOOL SCOUR | Hamilton Heatpak Taylors clone |  | Watertube | 1982 | 2 | Saturated Steam |  | 5.42 |  |  |  | 15.456 |  |  | 150 | Lignite
Other Manufacturing |  | CLIVE SCOURING COY | CLIVE SCOURING COY | EASTEEL |  |  | 1998 | 2.9 | Saturated Steam |  | 10 |  |  |  | 21.7152 |  |  | 181 | Gas
Other Manufacturing |  | COLGATE PALMOLIVE | PETONE |  |  |  | 2008 | [19 empty] | Wellingotn
Other Manufacturing |  | CONTRACT BOTTLING | CONTRACT BOTTLING | EASTEEL |  |  | 1998 | 5 | Saturated Steam |  | 8 |  |  |  | 42.84 |  |  |  | Gas
Other Manufacturing |  | DOMINION SALT | MT MANGANUI | EASTEEL |  | Watertube | 1998 | 6 | Superheated Steam |  | 16 |  |  |  | 48.384 |  | 2830000 | 290 | Gas | [7 empty] | Bay of Pleanty
Other Manufacturing |  | DOMINION SALT | MT MANGANUI |  |  |  | 2004 | 0.42 | [6 empty] | 1.6128 |  | 2830000 |  | Gas |  |  |  |  | 0.85 | 360.66 |  | Bay of Pleanty
Other Manufacturing |  | DOMINION SALT | DOMINION SALT GRASSMERE | EASTEEL |  | Firetube | 1996 | 2.75 | Saturated Steam |  | 10.3 |  |  |  | 20.79 |  |  | 185 | Coal |  |  |  |  | 0.84 | 8125.92
Other Manufacturing |  | ENERGY FOR INDUSTRY | WPI, KARIOI | EASTEEL |  |  | 2004 | 12 | Heated Oil | [5 empty] | 98.784 |  |  | 275 | Wood waste & pulp sludge |  |  |  |  | 0.58 | 0
Other Manufacturing | C131 | Feltex Carpets | [27 empty] | NO REPLY
Other Manufacturing | C131 | Fibretech NZ | [27 empty] | NO REPLY
Other Manufacturing | C131 | Freeth & Co | [27 empty] | NO REPLY
Other Manufacturing | C131 | Fuhrmann NZ | [27 empty] | NO REPLY
Other Manufacturing | C131 | Gisborne Wool Co. | [23 empty] | Gisborne |  |  |  | NO REPLY
Other Manufacturing |  | GL BOWRON | GL BOWRON | MAXITHERM |  | Watertube | 2003 | 8 | Saturated Steam |  | 8.6 |  |  |  | 47.04 |  |  |  | Coal
Other Manufacturing | C131 | H Dawson & Sons Co. | [27 empty] | NO REPLY
Other Manufacturing | C131 | H. D. Farm Direct | [27 empty] | NO REPLY
Other Manufacturing | C131 | Harrison Wool Services Canterbury | [24 empty] | Canterbury |  |  | NO REPLY
Other Manufacturing | C131100 | HAWKES BAY WOOL SCOURERS | HAWKES BAY WOOL SCOURERS | EASTEEL |  |  | 1971 | 1.1 | Saturated Steam |  | 8 |  |  |  | 7.656 |  |  |  | Gas | [7 empty] | Hawke's Bay
Other Manufacturing | C131100 | HAWKES BAY WOOL SCOURERS | HAWKES BAY WOOL SCOURERS | EASTEEL |  |  | 1971 | 1.1 | Saturated Steam |  | 8 |  |  |  | 7.656 |  |  |  | Gas | [7 empty] | Hawke's Bay
Other Manufacturing | C131 | Highland Wools | [27 empty] | NO REPLY
Other Manufacturing |  | Hope Moulded | Aniseed Valley Rd Nelson |  |  |  | 1980 | 0.3 | [10 empty] | Diesel boiler | [7 empty] | Nelson |  |  | phoned 2011
Other Manufacturing |  | Hope Moulded | Aniseed Valley Rd Nelson |  |  |  | 1990 | 1.1 | [10 empty] | LPG boiler | [7 empty] | Nelson |  |  | phoned 2011
Other Manufacturing |  | INTERNATIONAL FINE FOODS | INTERNATIONAL FINE FOODS | ANDERSON |  | Firetube | 1980 | 2 | Saturated Steam | 1.818 | 8 |  |  |  | 12 |  |  |  | Gas
Other Manufacturing |  | INTERNATIONAL FINE FOODS | INTERNATIONAL FINE FOODS | ANDERSON |  | Firetube | 1980 | 1.46 | Saturated Steam | 1.818 | 8 | [7 empty] | Gas
Other Manufacturing | C131 | Invercargill Wood Dumpers | [24 empty] | Southland |  |  | NO REPLY
Other Manufacturing | C131 | J L Crichton & Co. | [27 empty] | NO REPLY
Other Manufacturing | C131 | J S Brooksbank & Co, | [27 empty] | NO REPLY
Other Manufacturing | C131 | John Marshall & Co. | [27 empty] | NO REPLY
Other Manufacturing | C131100 | KAPUTONE WOOL SCOUR | KAPUTONE WOOL SCOUR | TAYLOR |  | Waterwall | 1997 | 2.4 | HP Hot Water | 2.2 | 10 | 6 to 8 bar | 24 | 264 | 16.128 | no |  | 156 | Coal Heaphy peas | 3168 | tonnes |  |  |  |  | Belfast | Canterbury | 172.6373 | -43.4488
Other Manufacturing | C131100 | KAPUTONE WOOL SCOUR | KAPUTONE WOOL SCOUR | TAYLOR |  | Waterwall | 1999 | 2.4 | HP Hot Water | 2.2 | 10 | 6 to 8 bar | 24 | 264 | 16.128 | no |  | 156 | Coal Heaphy peas | 3168 | tonnes |  |  |  |  | Belfast | Canterbury | 172.6373 | -43.4488
Other Manufacturing | C131 | Lempriere NZ | [27 empty] | NO REPLY
Other Manufacturing | C131 | Lowe Corporation | [27 empty] | NO REPLY
Other Manufacturing | C131 | Manukau Wools | [27 empty] | NO REPLY
Other Manufacturing |  | MCCALLUM INDUSTRIES LTD | MCCALLUM INDUSTRIES LTD | ANDERSON |  | Firetube | 1967 | 1.4 |  | 1.81 | 8 | [6 empty] | 170 | Gas
Other Manufacturing |  | MCCALLUM INDUSTRIES LTD | MCCALLUM INDUSTRIES LTD | SCOTT |  |  | 2002 | 3.5 | Saturated Steam |  | 10.3 |  |  |  | 21 |  |  | 185 | Gas |  |  |  |  | 0.74 | 5394.1622
Other Manufacturing | C131 | North Canterbury Wools | [24 empty] | Canterbury |  |  | NO REPLY
Other Manufacturing | C131 | Primary Wool Coopertaive Ltd | [27 empty] | NO REPLY
Other Manufacturing | C131 | Putuaruru Wools | [24 empty] | Waikato |  |  | NO REPLY
Other Manufacturing | C131 | PV Weber Wools | [27 empty] | NO REPLY
Other Manufacturing | C131 | Pyne Gould Guinness Ltd | [27 empty] | NO REPLY
Other Manufacturing | C131 | Qualityarns (NZ) Ltd | Union St Milton | Babcock and Wilcox water tube 1923 |  |  | 1965 | 3.5 | Saturated steam |  | 120 psi safeties set at 150psi | 3500 kg/kg | 10.5 | 188 |  |  |  | 175 | Kai Point | 1375 tonnes | Tonnes |  |  | 60 |  | Milton | Otago
Other Manufacturing |  | RAVENSDOWN | AWATOTO | BABCOCK |  | Firetube | 1976 | 25.3 |  | 32.5 | 45 |  |  |  | 191.268 |  | 30240000 | 415 | Sulphur | [7 empty] | Hawke's Bay
Other Manufacturing |  | RAVENSDOWN | AWATOTO | BABCOCK & WILCOX |  | Firetube | 1976 | 10.8 | Saturated Steam | 14 | 6.5 | [5 empty] | 30240000 |  | Oil/Diesel | [7 empty] | Hawke's Bay
Other Manufacturing |  | RAVENSDOWN | RAVENSBOURNE | BABCOCK & WILCOX |  |  | 1970 | 1.4 | Saturated Steam |  | 9.65 | [7 empty] | Oil/Diesel | [7 empty] | Otago
Other Manufacturing |  | RAVENSDOWN | RAVENSBOURNE | BABCOCK & WILCOX |  | Firetube | 1967 | 9.2 | Superheated Steam | 11.8 | 21.4 |  |  |  | 74.1888 |  |  | 400 | Sulphur | [7 empty] | Otago
Other Manufacturing |  | RAVENSDOWN | HORNBY | COCHRANE DESIGN |  | Firetube | 1967 | 11.7 | Superheated Steam | 14.97 | 30 |  |  |  | 94.3488 |  | 8870400 | 400 | Sulphur | [7 empty] | Canterbury
Other Manufacturing |  | RCR EASTEEL ENERGY SYSTEMS | RCR EASTEEL ENERGY SYSTEMS | EASTEEL - STEAMPAC |  |  | 2006 | 1.137 | Steam | 1.814 | 10
Other Manufacturing |  | RCR EASTEEL ENERGY SYSTEMS | RCR EASTEEL ENERGY SYSTEMS | EASTEEL - STEAMPAC |  |  | 2006 | 1.137 | Steam | 1.814 | 10
Other Manufacturing |  | RCR EASTEEL ENERGY SYSTEMS | RCR EASTEEL ENERGY SYSTEMS | EAST COAST STEAM - AUSTRALIA, BRISBANE |  |  | 2006 | 1.44 |  | 2.3
Other Manufacturing |  | RCR EASTEEL ENERGY SYSTEMS | RCR EASTEEL ENERGY SYSTEMS | EASTEEL - STEAMPAC |  |  | 2006 | 0.75 |  | 1.2
Other Manufacturing | C131 | Rokelay Wool NZ | [27 empty] | NO REPLY
Other Manufacturing | C131 | Roy Candy Wools | [27 empty] | NO REPLY
Other Manufacturing | C131 | Textile Wools | [27 empty] | NO REPLY
Other Manufacturing | C131 | The NZ Merino Co. Ltd | [27 empty] | NO REPLY
Other Manufacturing | C131 | Tisbury Wools | [27 empty] | NO REPLY
Other Manufacturing |  | UNILEVER | UNILEVER | EASTEEL |  | Firetube | 2003 | 1.7 | Saturated Steam |  | 10 |  |  |  | 13.4232 |  |  |  | Gas |  |  |  |  | 0.81 | 3149.9776
Other Manufacturing | C131 | W & S. G. Bremner | [27 empty] | NO REPLY
Other Manufacturing | C131 | Waihi Wools | [27 empty] | NO REPLY
Other Manufacturing |  | Wanaka Joinery | Ballantyne Rd Wanaka | [15 empty] | Diesel | 2000? | litres |  |  |  |  | Wanaka | Otago |  |  | 2005 ORC inventory
Other Manufacturing | C131100 | WHAKATU WOOL SCOURERS LTD | WHAKATU WOOL SCOURERS LTD |  |  |  | 2005 | 1.8 | Hot Water | [5 empty] | 3.024 |  |  |  | Gas | [6 empty] | Napier | Hawke's Bay
Other Manufacturing | C131100 | WHAKATU WOOL SCOURERS LTD | WHAKATU WOOL SCOURERS LTD |  |  |  | 2005 | 1.2 | Hot Water | [9 empty] | Gas | [6 empty] | Napier | Hawke's Bay
Other Manufacturing | C131100 | Woodhams Ashburton Wool Scour | [27 empty] | NO REPLY
Other Manufacturing | C131 | Woolyarns Ltd | [27 empty] | NO REPLY
Other Manufacturing | C131 | Wool Technologies Ltd | [23 empty] | Christchurch | Canterbury | 172.6951 | -43.5372 | 1 boioler, did not further complete surevy
523.094

## Research Institutes 13
Sector | ANZSIC Code | CompanyName | Boiler Site | Boiler Make | Boiler Model No. | Boiler Type | Year Installed | Size MW | Output Type | Maximum Output Amount t/hr | Normal Operating Pressure bar | Normal Operating Output MW | Normal Hours Operated per Day | Normal Days Operated per Year | Boiler Annual Heat Output GWh | Winter Heating Only? | Annual Cogen Elec.Output kWh | Normal Boiler Operating Temperature oC | Fuel Type | Annual Fuel Use for Boiler Only | Fuel Unit | Fuel CV kJ per Fuel Unit | Date of Last Boiler Tuning Report | Operating Efficiency | Annual CO2e Emissions t | Town | Region | GIS - Easting | GIS - North | NOTES
Research Institutes
organisations/ Government | M6910 | AGRESEARCH | AGRESEARCH RUAKURA | HOVAL |  | Watertube | 1985 | 0.4 | Hot Water | [5 empty] | 1.056 |  |  | 97 | Gas | [6 empty] | Hamilton | Waikato | 175.3041 | -37.7741
organisations/ Government | M6910 | AgResearch | Hamilton - South Wing Basement |  |  | Sectional | 1965? |  | HW |  |  | 0.441 (1575MJ/hr) | OUT OF SERVICE |  |  | Y |  |  | Gas | [6 empty] | Hamilton 3240 | Waikato | 175.3041 | -37.7741 | Heather Armour - facilities Manager - 07 834 6600
organisations/ Government | M6910 | AgResearch | Hamilton - MIRINZ D Block | Anderson |  | Shell and Tube | 1972 |  | Steam | 2000 lbs/hr at 100 C | 5 (max 10) |  | 8 | [5 empty] | Gas | [6 empty] | Hamilton 3240 | Waikato | 175.3041 | -37.7741
organisations/ Government | M6910 | AgResearch | Hamilton - APC SAC | ProCon |  | Shell and Tube | 2007 |  | HW |  |  | 0.07 | [6 empty] | Gas | [6 empty] | Hamilton 3240 | Waikato | 175.3041 | -37.7741
organisations/ Government | M6910 | AgResearch | Hamilton - Kirton Wing | Hoval |  | Water Tube | 1970's |  | HW |  |  |  | OUT OF SERVICE | [5 empty] | Gas | [6 empty] | Hamilton 3240 | Waikato | 175.3041 | -37.7741
organisations/ Government | M6910 | AgResearch | Hamilton - Plant Protection | Hoval |  | Water tube | 1970's |  | HW |  |  | 0.176 | 8 | [5 empty] | Gas | [6 empty] | Hamilton 3240 | Waikato | 175.3041 | -37.7741
organisations/ Government | M6910 | AgResearch | Hamilton - Insecticides | Hoval |  | Water tube | 1970's |  | HW |  |  | 0.088 | 8 | [5 empty] | Gas | [6 empty] | Hamilton 3240 | Waikato | 175.3041 | -37.7741
organisations/ Government | M6910 | AgResearch | Hamilton - MIRINZ A Block | Cuddon |  | Shell and Tube | 1965 |  | HW |  |  |  | 8 |  |  | Y |  |  | Gas | [6 empty] | Hamilton 3240 | Waikato | 175.3041 | -37.7741
organisations/ Government | M6910 | AgResearch | Dunedin | Taymack |  | Firetube | 2008 | 0.5 | Hot Water |  |  |  | 9 | 365 |  | no |  | 80 | Wood waste | 85 | Tonnes |  | 2011-03-03 |  |  | Dunedin | Otago | 170.386 | -45.8596 | Replace 2 x coal-fired boilers (1.2MW total) with wood-fuelled boilers with coal back-up
organisations/ Government | M6910 | AgResearch | Dunedin | Taymack |  | Firetube | 2008 | 0.5 | Hot Water |  |  |  | 9 | 365 |  | no |  | 80 | Wood waste | 85 | Tonnes |  | 2011-03-03 |  |  | Dunedin | Otago | 170.386 | -45.8596
organisations/ Government | M6910 | AgResearch | Ulyatt Reid Facility | Aquaterm Ygnis | AY200 |  |  | 0.2 | [10 empty] | Gas | [6 empty] | Palmerston North 4442 |  | 175.6252 | -40.3476
organisations/ Government | M6910 | AgResearch | Ulyatt Reid Facility | Aquaterm Ygnis | AY201 |  |  | 0.2 | [10 empty] | Gas | [6 empty] | Palmerston North 4442 | manawatu | 175.6252 | -40.3476
organisations/ Government | M6910 | AgResearch | Allan Johns | Hoval | TKS 150 |  |  | 0.175 | [10 empty] | Gas | [6 empty] | Palmerston North 4442 | manawatu | 175.6252 | -40.3476
organisations/ Government | M6910 | AgResearch | Levy | Aquaterm | A 770 |  |  | 0.77 | [10 empty] | Gas | [6 empty] | Palmerston North 4442 | manawatu | 175.6252 | -40.3476
organisations/ Government | M6910 | AgResearch | [23 empty] | Christchurch 8140 | Canterbury | 172.478 | -43.6344 | NO REPLY
organisations/ Government | M6910 | AgResearch | [16 empty] | wood | [6 empty] | Mosgiel 9053 | Otago | 170.3869 | -45.8595 | Wood boilers replaced coal ones | EECA list
organisations/ Government | M6910 | Aqualinc Research Ltd | NO BOILERS Christchurch | NO BOILER | [21 empty] | Christchurch 8140 | Canterbury |  |  | NO BOILERS
organisations/ Government | M6910 | Aqualinc Research Ltd | NO BOILERS Hamilton | NO BOILER | [21 empty] | Hamilton | Waikato |  |  | NO BOILERS
organisations/ Government | M6910 | BRANZ | moonshine, upper hutt | ETA Hack | 130-0428-3200 |  | 2011 | 0.13 | Hot water |  | 1.5 | 38 to 14. kw |  |  |  | no |  | 70-85 | wood chip / pellet |  |  |  |  | 93.6 |  | Porirua City 5381 | Wellington | 174.9525 | -41.112
| M6910 | Cawthron Institute | [23 empty] | Nelson 7042 | Nelson | 173.2934 | -41.2711 | NO REPLY
| M6910 | Heavy Engineering Research Association (HERA) | [23 empty] | Auckland 1140 | Auckland |  |  | HERA is the research association of the Heavy Engineering Industry and our members are fabricators and services providers for boiler products. list us as a service and research provider to the industry rather than an operator of boilers.
organisations/ Government | M6910 | Industrial Research Ltd (IRL) Lower Hutt | Robertson Building | Hoval | ST 2600 | Hot Water | 1981 | 0.76 | Hot Water |  | 0.5 |  | 24 hours | 365 days |  |  |  | 90 C | Gas |  |  |  | 2011-04-01 |  |  | Lower Hutt 5040 | Wellington | 174.9188 | -41.2342
organisations/ Government | M6910 | Industrial Research Ltd (IRL) Lower Hutt | Robertson Building | Hoval | ST 2600 | Hot Water | 1981 | 0.76 | Hot Water |  | 0.5 |  | 24 hours | 365 days |  |  |  | 90 C | Gas |  |  |  | 2011-04-01 |  |  | Lower Hutt 5040 | Wellington | 174.9188 | -41.2342
organisations/ Government | M6910 | Industrial Research Ltd (IRL) Lower Hutt | Robertson Building | Hoval | SR 440 | Hot Water | 1975 | 0.13 | Hot Water |  | 0.5 |  | 24 hours | 200 days |  |  |  | 90 C | Gas |  |  |  | 2011-04-01 |  |  | Lower Hutt 5040 | Wellington | 174.9188 | -41.2342
organisations/ Government | M6910 | Industrial Research Ltd (IRL) Lower Hutt | Processing Building | Hoval | SR 1300 | Hot Water | 1978 | 0.38 | Hot Water |  | 0.5 |  | 12 hours | 180 days |  | yes |  | 100 C | Gas |  |  |  | 2011-04-01 |  |  | Lower Hutt 5040 | Wellington | 174.9188 | -41.2342
organisations/ Government | M6910 | Industrial Research Ltd (IRL) Lower Hutt | Processing Building | Allen Ygnis | AYH 200 | Hot Water | 1978 | 0.5 | Hot Water |  | 0.5 |  | 12 hours | 180 days |  | yes |  | 100 C | Gas |  |  |  | 2011-04-01 |  |  | Lower Hutt 5040 | Wellington | 174.9188 | -41.2342
organisations/ Government | M6910 | Industrial Research Ltd (IRL) Lower Hutt | Processing Building | Steampac | 4000 RF | Steam | 1998 | 1.2 | Steam | 1840Kg/h | 10 bar |  | 12 hours | 250 days |  |  |  |  | Gas |  |  |  | 2011-04-01 |  |  | Lower Hutt 5040 | Wellington | 174.9188 | -41.2342
organisations/ Government | M6910 | Industrial Research Ltd (IRL) Lower Hutt | Processing Building | Steampac | 1200 RF | Steam | 2003 | 1.2 | Steam | 1840Kg/h | 10 bar |  | 12 hours | 150 days |  |  |  |  | Gas |  |  |  | 2011-04-01 |  |  | Lower Hutt 5040 | Wellington | 174.9188 | -41.2342
organisations/ Government | M6910 | Industrial Research Ltd (IRL) Auckland |  | NO BOILER | [21 empty] | Auckland 1140 | Auckland |  |  | NO BOILERS
organisations/ Government | M6910 | Industrial Research Ltd (IRL) Christchurch |  | NO BOILER | [21 empty] | Christchurch 8543 | Canterbury |  |  | NO BOILERS
organisations/ Government | M6910 | Institute of Environmental Science and Research (ESR) | auckland | [22 empty] | Auckland 1143 | Auckland | 174.7389 | -36.8836 | NO REPLY
organisations/ Government | M6910 | Institute of Environmental Science and Research (ESR) | christchurch | [22 empty] | Christchurch 8540 | Canterbury | 172.6373 | -43.5219 | NO REPLY
organisations/ Government | M6910 | Institute of Environmental Science and Research (ESR) | wallaceville | [22 empty] | upper Hutt 5140 | Wellington | 175.0571 | -41.2766 | NO REPLY
organisations/ Government | M6910 | Institute of Environmental Science and Research (ESR) | porirua | [22 empty] | Porirua 5240 | Wellington | 174.8411 | -41.1476 | NO REPLY
organisations/ Government | M6910 | Institute og Geological and Nuclear Sciences (GNS) | Avalon | Aquatherm ygnis | 1014 | hot water | 2010 | 0.95 | hot water |  |  |  | 6.30-5.15 | 210 | 410 | mainly |  | 83C | Gas |  |  |  | 2011-04-01 |  |  | Avalon 5010 | Wellington | 174.933 | -41.1953
organisations/ Government | M6910 | Institute og Geological and Nuclear Sciences (GNS) (Lower Hutt) | Lower Hutt | BADCO |  | hot water | 1966 | 0.6 | hot water |  |  |  | 630-5.15 | 210 | 470 | mainly |  | 83C | Gas |  |  |  | 2011-04-01 |  |  | Lower Hutt 5040 | Wellington | 174.9209 | -41.2333
organisations/ Government | M6910 | Institute og Geological and Nuclear Sciences (GNS) | Dunedin | [22 empty] | Dunedin 9016 | Otago | 170.5136 | -45.8625 | No info obtained
organisations/ Government | M6910 | Institute og Geological and Nuclear Sciences (GNS) |  | NO BOILER | [21 empty] | Wairakei 3377 | Waikato |  |  | NO BOILER
organisations/ Government | M6910 | Landcare Research | Lincon | NO BOILER | [21 empty] | Lincon | Canterbury |  |  | NO BOILER | head office
organisations/ Government | M6910 | Landcare Research | Alexandra | [22 empty] | Alexandra | Otago |  |  | NO REPLY
organisations/ Government | M6910 | Landcare Research | Auckland | NO BOILER | [21 empty] | Auckland | Auckland |  |  | NO BOILER
organisations/ Government | M6910 | Landcare Research | Dunedin | [22 empty] | Dunedin 9016 | Otago | 170.5136 | -45.8625 | NO REPLY | same site as GNS
organisations/ Government | M6910 | Landcare Research | Gisborne | [22 empty] | Gisborne | Gisborne |  |  | NO REPLY
organisations/ Government | M6910 | Landcare Research | Hamilton | [22 empty] | Hamilton | Waikato | 175.3249 | -37.789 | NO REPLY
organisations/ Government | M6910 | Landcare Research | Christchurch | NO BOILER | [25 empty] | NO BOILER
organisations/ Government | M6910 | Landcare Research | Nelson | [22 empty] | Nelson | Nelson |  |  | NO REPLY
organisations/ Government | M6910 | Landcare Research | Palmerston North | [22 empty] | Palmerston North | manawatu |  |  | NO REPLY
organisations/ Government | M6910 | Landcare Research | Havelock North | [22 empty] | Havelock North | Hawke's Bay |  |  | NO REPLY
organisations/ Government | M6910 | Landcare Research | Wellington | NO BOILER | [21 empty] | Wellington | Wellington |  |  | NO BOILER
| M6910 | LASRA (New Zealand Leather and Shoe Research Association) | [23 empty] | Palmerston North 4446 | manawatu | 175.6089 | -40.3764 | NO REPLY | info@lasra.co.nz
organisations/ Government | M6910 | National Institute of Water and Atmospheric Research (NIWA) | [23 empty] | Auckland | Auckland | 174.7615 | -36.8432 | NO REPLY
organisations/ Government | M6910 | National Institute of Water and Atmospheric Research (NIWA) | [23 empty] | Hamilton | Waikato | 175.3295 | -37.7926 | NO REPLY
organisations/ Government | M6910 | National Institute of Water and Atmospheric Research (NIWA) | [23 empty] | Wellingotn | Wellington | 174.8045 | -41.302 | NO REPLY
organisations/ Government | M6910 | National Institute of Water and Atmospheric Research (NIWA) | [23 empty] | Port Nelson | Nelson |  | -41.2596 | NO REPLY
organisations/ Government | M6910 | National Institute of Water and Atmospheric Research (NIWA) | [23 empty] | Christchurch | Canterbury |  |  | NO REPLY
organisations/ Government | M6910 | National Institute of Water and Atmospheric Research (NIWA) | [24 empty] | Central Otago |  |  | NO REPLY
| M6910 | OPUS | gracefield | NO BOILER | [21 empty] | Lower Hutt | Wellington |  |  | NO BOILER
organisations/ Government | M6910 | SCION | auckland | [22 empty] | Auckland | Auckland |  |  | NO REPLY
organisations/ Government | M6910 | SCION | christchurch | [22 empty] | Christchurch 8041 | Canterbury |  |  | NO REPLY
organisations/ Government | M6910 | SCION | rotorua | [22 empty] | Rotorua 3046 | Bay of Pleanty |  |  | NO REPLY
organisations/ Government | M6910 | SCION | wellington - no boiler | NO BOILER | [21 empty] | wellington 6143 | Wellington |  |  | NO BOILER
organisations/ Government | M6910 | The New Zealand Institute for Plant and Food Research Ltd | [23 empty] | Auckland 1025 | Auckland |  |  | NO REPLY
organisations/ Government | M6910 | The New Zealand Institute for Plant and Food Research Ltd | [23 empty] | Kerikeri 0294 | Northland |  |  | NO REPLY
organisations/ Government | M6910 | The New Zealand Institute for Plant and Food Research Ltd | [23 empty] | Pukekohe 2676 | Auckland |  |  | NO REPLY
organisations/ Government | M6910 | The New Zealand Institute for Plant and Food Research Ltd | [23 empty] | Hamilton 3214 | Waikato | 175.298 | -37.775 | on same site as AgResearch
organisations/ Government | M6910 | The New Zealand Institute for Plant and Food Research Ltd | [23 empty] | Te Puke 3182 | Bay of Pleanty |  |  | NO REPLY
organisations/ Government | M6910 | The New Zealand Institute for Plant and Food Research Ltd | [23 empty] | Havelock North 4130 | Hawke's Bay |  |  | NO REPLY
organisations/ Government | M6910 | The New Zealand Institute for Plant and Food Research Ltd | [23 empty] | Palmerston North 4442 | manawatu |  |  | NO REPLY
organisations/ Government | M6910 | The New Zealand Institute for Plant and Food Research Ltd | [23 empty] | Motueka 7198 | Nelson |  |  | NO REPLY
organisations/ Government | M6910 | The New Zealand Institute for Plant and Food Research Ltd | [23 empty] | Nelson 7010 | Nelson |  |  | NO REPLY
organisations/ Government | M6910 | The New Zealand Institute for Plant and Food Research Ltd | [23 empty] | Blenheim 7201 | Marlborough |  |  | NO REPLY
organisations/ Government | M6910 | The New Zealand Institute for Plant and Food Research Ltd | No Boiler | No Boiler | [21 empty] | Lincoln 7680 | Canterbury | 172.4817 | -43.6309 | NO BOILER same site as landcare
| M6910 | Transport Engineering NZ (TERNZ) | No Boiler | NO BOILER | [21 empty] | Auckland | Auckland |  |  | NO BOILER

## Rest Homes 14
Sector | ANZSIC Code | CompanyName | Boiler Site | Boiler Make | Boiler Model No. | Boiler Type | Year Installed | Size MW | Output Type | Maximum Output Amount t/hr | Normal Operating Pressure bar | Normal Operating Output MW | Normal Hours Operated per Day | Normal Days Operated per Year | Boiler Annual Heat Output GWh | Winter Heating Only? | Annual Cogen Elec.Output kWh | Normal Boiler Operating Temperature oC | Fuel Type | Annual Fuel Use for Boiler Only | Fuel Unit | Fuel CV kJ per Fuel Unit | Date of Last Boiler Tuning Report | Operating Efficiency | Annual CO2e Emissions t | Town | Region | GIS - East (decimal) | GIS - North (decimal) | NOTES
Rest Homes
Rest Homes | Q8601 | Ryman Ngaio Marsh Retirement Village | 95 Grants Road, Papanui 8025, Christchurch |  |  |  | 1995 | [11 empty] | Diesel | [7 empty] | Canterbury | 172.6182 | -43.4959
Rest Homes | Q8601 | Ryman Rita Angus Retirement Village | 66 Coutts Street Kilbirnie Wellington |  |  |  | 1995 | [11 empty] | Gas | [6 empty] | Wellington | Wellington | 174.7962 | -41.3204 | 20 other Ryman retirement villages all electric, mainly heat pumps
Rest Homes | Q8601 | Ryman Malvina Major Retirement Village | 134 Burma Road Wellington |  |  |  | 1997 | [11 empty] | Gas | [6 empty] | Wellington | Wellington | 174.7983 | -41.2345
Rest Homes | Q8601 | Presbyterian Support Otago | [23 empty] | Dunedin | Otago | 170.5052 | -45.8754 | Health Care and Social Assistance | 3 boilers
Rest Homes | Q8601 | Presbyterian Support Otago - Iona Home and Hospital | Oamaru | Hamilton |  |  | 1985 |  | Hot Water | [8 empty] | 85 | Coal |  | Tonnes |  |  |  |  | Oamaru | Otago | 170.9935 | -45.0688 | planning big extension and boilers near end of useful life
Rest Homes | Q8601 | Presbyterian Support Otago - Iona Home and Hospital | Oamaru |  |  |  | 1985 |  | Hot Water | [8 empty] | 85 | Coal |  | Tonnes | [5 empty] | Otago
Rest Homes | Q8601 | Presbyterian Support Otago - Holmdene Rest Home and Hospital | Balclutha | [22 empty] | Balclutha | Otago |  |  | NO REPLY
Rest Homes | Q8601 | Presbyterian Support Otago - Ross Home and Hospital | Dunedin | [15 empty] | wood chips | [6 empty] | Dunedin | Otago | 170.5362 | -45.8464
Rest Homes | Q8601 | Presbyterian Support Otago - St Andrews Home and Hospital | Dunedin | [22 empty] | Dunedin | Otago |  |  | NO REPLY
Rest Homes | Q8601 | Presbyterian Support Otago - Taieri Court Rest Home | Mosgiel |  |  |  |  | 0.675 | [10 empty] | LFO | [6 empty] | Mosgiel | Otago
Rest Homes | Q8601 | Presbyterian Support Otago - Elmslie House home and Hospital | Wanaka | [22 empty] | Wanaka | Otago |  |  | NO REPLY
Rest Homes | Q8601 | Presbyterian Support Otago - Ranui Home and Hospital | Alexandra | [22 empty] | Alexandra | Otago |  |  | NO REPLY
Rest Homes | Q8601 | Presbyterian Support Croft Rest Home | Timaru |  |  |  | 1980 |  | Hot water | [9 empty] | LPG | 50? | tonnes |  |  |  |  | Timaru | Canterbury
Rest Homes | Q8601 | Presbyterian Support Croft Rest Home | Timaru |  |  |  | 2005 |  | Hot water | [9 empty] | LPG | [6 empty] | Timaru | Canterbury
Rest Homes | Q8601 | Presbyterian Support Margaret Wilson Rest Home | Timaru |  |  |  | 1960 |  | Hot water | [9 empty] | electric boiler radiators | [6 empty] | Timaru | Canterbury
Rest Homes | Q8601 | Presbyterian Support Temuka Rest Home | Timaru | [5 empty] | Hot water | [9 empty] | electric heating | [6 empty] | Timaru | Canterbury
Rest Homes | Q8601 | Presbyterian Support - Dixon House | Greymouth | [22 empty] | Greymouth | West Coast |  |  | NO REPLY
Rest Homes | Q8601 | PSC - Woburn House | Lower Hutt | [22 empty] | Lower Hutt | Wellington |  |  | NO REPLY
Rest Homes | Q8601 | PSC - Longview Home | Tawa | [22 empty] | Tawa | Wellington |  |  | NO REPLY
Rest Homes | Q8601 | PSC - Huntleigh Home | Wellington | [22 empty] | Karori | Wellington |  |  | NO REPLY
Rest Homes | Q8601 | PSC - Cashmere Home | Wellington | [22 empty] | Johnsonville | Wellington |  |  | NO REPLY
Rest Homes | Q8601 | PSC - Kilmarnock Heights Home | Wellington | [22 empty] | Berhampore | Wellington |  |  | NO REPLY
Rest Homes | Q8601 | PSC - Willard Home | Palmerston North | [22 empty] | Palmerston North | Manawatu |  |  | NO REPLY
Rest Homes | Q8601 | PSC - Ngahuru Home | Hawera | [22 empty] | Hawera | Waicato |  |  | NO REPLY
Rest Homes | Q8601 | PSC - Brighwater home and villas | Palmerston North | [22 empty] | Palmerston North | Manawatu |  |  | NO REPLY
Rest Homes | Q8601 | PSC - Abingdon Villas | Whanganui | [22 empty] | St Johns Hill, Whanganui | Manawatu |  |  | NO REPLY
Rest Homes | Q8601 | PSC - Coombrae Home and Villas | Fielding | [22 empty] | Fielding | Manawatu |  |  | NO REPLY
Rest Homes | Q8601 | PSC - Reevedon Home | Levin | [22 empty] | Levin | Wellington |  |  | NO REPLY
Rest Homes | Q8601 | PSC - Kowhainui Home and Villas | Whanganui | [22 empty] | Whanganui | Manawatu |  |  | NO REPLY
Rest Homes | Q8601 | PSC -Kandahar Home | Masterton | [22 empty] | Masterton | Wellington |  |  | NO REPLY
Rest Homes | Q8601 | BUPA | [27 empty] | NO REPLY BUPA have 16 homes around the country -
Rest Homes | Q8601 | Ashburn Hall Charitable Trust | 496 Taieri Rd |  |  |  | 2010 | 0.1 | [17 empty] | Dunedin | Otago | 170.4593 | -45.8525 | Health Care and Social Assistance | 2 boilers
Rest Homes | Q8601 | Ashburn Hall Charitable Trust | 496 Taieri Rd | ETA | HACK 200 |  | 2011 | 0.2 | [17 empty] | Dunedin | Otago | 170.4593 | -45.8525
Rest Homes | Q8601 | Metlifecare The Poynton |  | Rendermax pool heater |  | R30 |  | 0.085 | [17 empty] | Takapuna, North shore | Auckland | 174.7633 | -37.2357
Rest Homes | Q8601 | Metlifecare Pinesong | NO BOILER | [22 empty] | Titirangi | Auckland |  |  | small gas units for pool
Rest Homes | Q8601 | Metlifecare Crestwood Retirement Village | NO BOILER | [22 empty] | Titirangi | Auckland
Rest Homes | Q8601 | Metlifecare Pakuranga | NO BOILER | [22 empty] | Pakuranga | Auckland
Rest Homes | Q8601 | Metlifecare Powley | NO BOILER | [22 empty] | Blockhouse Bay | Auckland
Rest Homes | Q8601 | Metlifecare 7 Saint Vincent | NO BOILER | [22 empty] | Remuera | Auckland
Rest Homes | Q8601 | Metlifecare Highlands | NO BOILER | [22 empty] | Highland Park | Auckland
Rest Homes | Q8601 | Metlifecare Somervale | NO BOILER | [22 empty] | Mt Maunganui | Auckland |  |  | small gas units for pool and spa
Rest Homes | Q8601 | Metlifecare The Avenues | NO BOILER | [22 empty] | Tauranga | Bay of Pleanty
Rest Homes | Q8601 | Metlifecare Greenwood Park | NO BOILER | [22 empty] | Welcome Bay, Tauranga | Bay of Pleanty |  |  | bore water used for heat pumps for pool
Rest Homes | Q8601 | Metlifecare Bayswater Village | NO BOILER | [22 empty] | Mt Maunganui | Auckland
Rest Homes | Q8601 | Metlifecare Palmerston North | Cnr Grey&Carroll St & Fitchett St | Aquaheat |  | 1995 | 0.375 |  | Hot Water |  |  |  |  | 365 |  | no |  |  | gas | 5000GJ | [5 empty] | Palmerston North | Manawatu | 175.6121 | -40.3506
Rest Homes | Q8601 | Metlifecare Wairarapa | NO BOILER | [22 empty] | Masterton | Wellington |  |  | heat pump for pool
Rest Homes | Q8601 | Metlifecare Coastal Villas | Spencer Russell Drive, off Rimu Road | Teledyne Laars pool heater | Series 2 | 1999 | 0.11 | [5 empty] | 4 to 5 | 365 |  | no |  |  | gas | 6500GJ | [5 empty] | Paraparaumu | Wellington | 175.0002 | -40.9221
Rest Homes | Q8601 | Metlifecare Kapiti | 1 Henley Way, off Te Roto Drive | Unical Alkon pool heater | 35SR |  | 2010 | 0.05 | [5 empty] | 365 |  |  |  |  | gas | [6 empty] | Paraparaumu | Wellington | 175.0026 | -40.9014
Rest Homes | Q8601 | Metlifecare Kapiti | 1 Henley Way, off Te Roto Drive | [10 empty] | 365 |  |  |  |  | gas | [7 empty] | Wellington | 175.0026 | -40.9014
Rest Homes | Q8601 | Metlifecare Kapiti | 1 Henley Way, off Te Roto Drive | [10 empty] | 365 |  |  |  |  | gas | [7 empty] | Wellington | 175.0026 | -40.9014
Rest Homes | Q8601 | Metlifecare Oakwoods | NO BOILER | [22 empty] | Richmond, Nelson
Rest Homes | Q8601 | Masonic Court Wanganui | No Boiler | [22 empty] | Wanganui | Manawatu
Rest Homes | Q8601 | Masonic Court Rest Home | [23 empty] | Takaro | Manawatu |  |  | NO REPLY
Rest Homes | Q8601 | Te Awahou Masonic Court | NO BOILER | [22 empty] | Foxton | Wellington
Rest Homes | Q8601 | Horowhenua Masonic Village | [23 empty] | Horowhenua | Wellington |  |  | NO REPLY
Rest Homes | Q8601 | Wairarapa Masonic Village | [23 empty] | Masterton | Wellington |  |  | NO REPLY
Rest Homes | Q8601 | Woburn Masonic | [23 empty] | Woburn | Wellington |  |  | NO REPLY
Rest Homes | Q8601 | Wellsford Village (Northland District Masonic Trust) | NO BOILER | [23 empty] | Northland
Rest Homes | Q8601 | Kauri Court (Northland District Masonic Trust) | NO BOILER | [23 empty] | Northland
Rest Homes | Q8601 | Hokianga Masonic Village | NO BOILER | [22 empty] | Dargaville | Waikato
Rest Homes | Q8601 | Scinde Masonic Flats | NO BOILER | [22 empty] | Napier | Hawke's Bay
Rest Homes | Q8601 | Waiohiki Masonic Flats | NO BOILER | [22 empty] | Taradale | Hawke's Bay
Rest Homes | Q8601 | Taradale Masonic (rest home/hospital not flats) | 15 Devonshire Place | Raypack |  |  | 1995 | 0.147 | Hot Water |  |  |  | 8 to 24 | 365 |  | no |  |  | gas | 15000GJ | [5 empty] | Taradale | hawke's Bay | 176.8468 | -39.5381
Rest Homes | Q8601 | Taradale Masonic (rest home/hospital not flats) | 15 Devonshire Place | Raypack |  |  |  | 0.07 | [18 empty] | Hawke's Bay | 176.8468 | -39.5381
Rest Homes | Q8601 | Kapiti Retirement Trust - Sevenoaks | Lodge Drive | * Raypack |  |  |  | 0.11 | [17 empty] | Paraparaumu | Wellington | 174.9899 | -40.8976 | * 5 boilers all same 1 for pool 4 for heating
Rest Homes | Q8601 | Parkwood Lodge | 99 Belvedere Avenue | Aquaheat |  | Fire tube | 2010 | 0.5 | Hot water |  |  |  | 12 to 24 | 250 |  | yes | [9 empty] | Waikanae | Wellington | 175.0568 | -40.8698 | for rest home - units have heat pumps)
Rest Homes | Q8601 | Redwood Lifestyle Care & Village | [23 empty] | Redwoodtown | Marlborough |  |  | NO REPLY
Rest Homes | Q8601 | Brown Acre Villas Lifestyle Village | [23 empty] | Motueka | Marlborough |  |  | NO REPLY
Rest Homes | Q8601 | Green Gables | 241 Bridge St Nelson | [5 empty] | Hot water | [9 empty] | Diesel |  | tonnes |  |  |  |  | Nelson | Marlborough | 173.293 | -41.2727 | 2006 NCC inventory
Rest Homes | Q8601 | Woodlands | [23 empty] | Motueka | Marlborough |  |  | NO REPLY
Rest Homes | Q8601 | Whareama Rest Home | 81 Neale Ave Nelson | [5 empty] | Hot water | [6 empty] | No |  |  | Diesel |  | tonnes |  |  |  |  | Nelson | Nelson | 173.2341 | -41.3109 | 2006 NCC inventory
Rest Homes | Q8601 | Omaio Village Rest Home | 188 Songer Street Nelson | [5 empty] | Hot water | [6 empty] | No |  |  | Diesel |  | tonnes |  |  |  |  | Nelson | Nelson | 173.231 | -41.3122 | 2006 NCC inventory
Rest Homes | Q8601 | Fulton Rest Home | Hillside Rd Dunedin |  |  |  |  | 0.55 | [10 empty] | Coal | 140? | tonnes |  |  |  |  | Dunedin | Otago | 170.4904 | -45.8965 | 2005 ORC inventory

## University -Polytec 15
Sector | ANZSIC Code | CompanyName | Boiler Site | Boiler Make | Boiler Model No. | Boiler Type | Year Installed | Size MW | Output Type | Maximum Output Amount t/hr | Normal Operating Pressure bar | Normal Operating Output MW | Normal Hours Operated per Day | Normal Days Operated per Year | Boiler Annual Heat Output GWh | Winter Heating Only? | Annual Cogen Elec.Output kWh | Normal Boiler Operating Temperature oC | Fuel Type | Annual Fuel Use for Boiler Only | Fuel Unit | Fuel CV kJ per Fuel Unit | Date of Last Boiler Tuning Report | Operating Efficiency | Annual CO2e Emissions t | Town | Region | GIS - Easting | GIS - Northing | NOTES
Education (tertiary)
Education | P810201 | AORAKI POLYTECHNIC | AORAKI POLYTECHNIC - Timaru | RADCO | HP3608 | coal | 1960 | 0.8 | Hot Water |  |  |  | 11 | 180 | 2.688 | yes |  | 80 | Coal | 90 | tonn | 24.7 mj/kg | 2006-04-03 |  |  | Timaru | Canterbury | 171.2472 | -44.3987
Education | P810200 | AORAKI POLYTECHNIC | Ashburton - no boiler | NO BOILER | [21 empty] | Ashburton | Canterbury |  |  | NO BOILER
Education | P810200 | AORAKI POLYTECHNIC | Christchurch - no boiler | NO BOILER | [21 empty] | Christchurch | Canterbury |  |  | NO BOILER
Education | P810200 | AORAKI POLYTECHNIC | Dunedin - no boiler | NO BOILER | [21 empty] | Dunedin | Otago |  |  | NO BOILER
Education | P810200 | AORAKI POLYTECHNIC | Oamaru - no boiler | NO BOILER | [21 empty] | Oamaru | Otago |  |  | NO BOILER
Education | P810200 | AUCKLAND UNIVERSITY OF TECHNOLOGY | AUCKLAND UNIVERSITY OF TECHNOLOGY | YGNIS |  |  | 2004 | 0.6 | [10 empty] | Gas |  |  |  |  | 0.81 |  |  | Auckland |  |  | not mentioned in update
Education | P810200 | AUCKLAND UNIVERSITY OF TECHNOLOGY | AUCKLAND UNIVERSITY OF TECHNOLOGY | HOVAL |  |  | 1989 | 0.47 | [10 empty] | Gas | [7 empty] | Auckland |  |  | not mentioned in update
Education | P810200 | AUCKLAND UNIVERSITY OF TECHNOLOGY | AUCKLAND UNIVERSITY OF TECHNOLOGY | HOVAL |  |  | 1989 | 0.47 | [10 empty] | Gas | [7 empty] | Auckland |  |  | not mentioned in update
Education | P810200 | AUCKLAND UNIVERSITY OF TECHNOLOGY | AUCKLAND UNIVERSITY OF TECHNOLOGY | YGNIS |  |  | 1984 | 1.9 |  |  |  |  | 12 | 260 |  |  |  |  | Gas | [6 empty] | Auckland City | Auckland |  |  | not mentioned in update
Education | P810200 | AUCKLAND UNIVERSITY OF TECHNOLOGY | AUCKLAND UNIVERSITY OF TECHNOLOGY | YGNIS |  |  | 1984 | 1.9 |  |  |  |  | 12 | 260 |  |  |  |  | Gas | [6 empty] | Auckland City | Auckland |  |  | not mentioned in update
Education | P810200 | AUCKLAND UNIVERSITY OF TECHNOLOGY | AUCKLAND UNIVERSITY OF TECHNOLOGY | YGNIS |  |  | 1997 | 0.75 |  |  |  |  | 12 | 260 |  |  |  |  | Gas | [6 empty] | Auckland City | Auckland |  |  | not mentioned in update
Education | P810200 | AUCKLAND UNIVERSITY OF TECHNOLOGY | AUCKLAND UNIVERSITY OF TECHNOLOGY | YGNIS |  |  | 1998 | 0.6 |  |  |  |  | 12 | 260 |  |  |  |  | Gas | [6 empty] | Auckland City | Auckland |  |  | not mentioned in update
Education | P810200 | AUT | AA block | Heatrite International | HOVAL AYT MK111 | Forced draft | 1984 | 0.47 |  |  |  |  | Day time |  |  | Yes |  | 75 | Gas |  |  |  | 2011-05-01 |  |  | Auckland | Auckland | 175.2853 | -37.4258
Education | P810200 | AUT | AA block | Heatrite International | HOVAL AYT MK111 | Forced draft | 1984 | 0.47 |  |  |  |  | Day time |  |  | Yes |  | 75 | Gas |  |  |  | 2011-05-01 | 80 |  | Auckland | Auckland | 175.2853 | -37.4258
Education | P810200 | AUT | AA block | Heatrite International | HOVAL AYT MK111 | Atmospheric | 1985 | 0.11 |  |  |  |  | 24 hours |  |  | Yes |  | 75 | Gas |  |  |  | 2011-05-01 | 70 |  | Auckland | Auckland | 175.2853 | -37.4258 | Used to heat a swimming pool to 36 degrees
Education | P810200 | AUT | AF block | Heatrite International | YGNIS EM 195 | Forced draft | 1989 | 0.11 |  |  |  |  | Day time |  |  | Yes |  | 75 | Gas |  |  |  | 2011-05-01 | 75 |  | Auckland | Auckland | 175.2853 | -37.4258
Education | P810200 | AUT | AF block | Rendamax | R30 | Condensing | 2009 | 0.13 |  |  |  |  | Day time |  |  | Yes |  | 40 | Gas |  |  |  | 2011-05-01 | 95 - 85 |  | Auckland | Auckland | 175.2853 | -37.4258
Education | P810200 | AUT | AG block | Keston | 260 | Condensing | 2001 | 0.074 |  |  |  |  | Day time |  |  | Yes |  | 40 | Gas |  |  |  | 2011-05-01 | 95 - 85 |  | Auckland | Auckland | 175.2853 | -37.4258 | Under floor heating will operate early hours to get slab warm
Education | P810200 | AUT | AG block | Keston | 260 | Condensing | 2004 | 0.074 |  |  |  |  | Day time |  |  | Yes |  | 75 | Gas |  |  |  | 2011-05-01 | 95 - 85 |  | Auckland | Auckland | 175.2853 | -37.4258 | Under floor heating will operate early hours to get slab warm
Education | P810200 | AUT | AH block | Raypak | 868 CHL | Atmospheric | 200 | 0.193 |  |  |  |  | Day time | 365/2 |  |  |  | 75 | Gas |  |  |  | 2011-05-01 | 80 |  | Auckland | Auckland | 175.2853 | -37.4258 | Domestic hot water and heating
Education | P810200 | AUT | AH block | Raypak | 868 CHL | Atmospheric | 200 | 0.193 |  |  |  |  | Day time | 365/2 |  |  |  | 75 | Gas |  |  |  | 2011-05-01 | 80 |  | Auckland | Auckland | 175.2853 | -37.4258 | Domestic hot water and heating
Education | P810200 | AUT | AL block | Energy Products Ygnis | Elco Cuenoid 1600 | Forced draft | 2005 | 0.2 |  |  |  |  | Day time |  |  | Yes |  | 75 | Gas |  |  |  | 2011-05-01 | 80 |  | Auckland | Auckland | 175.2853 | -37.4258
Education | P810200 | AUT | AR | Pensotti x 2 @50 kW | AURA 49E | Atmospheric | 1997 | 0.1 |  |  |  |  | Day time | 365/2 |  |  |  | 75 | Gas |  |  |  | 2011-05-01 | 80 |  | Auckland | Auckland | 175.2853 | -37.4258 | Domestic hot water and heating
Education | P810200 | AUT | AR | Pensotti x 2 @50 kW | AURA 49E | Atmospheric | 1998 | 0.1 |  |  |  |  | Day time | 365/2 |  |  |  | 75 | Gas |  |  |  | 2011-05-01 | 80 |  | Auckland | Auckland | 175.2853 | -37.4258 | Domestic hot water and heating
Education | P810200 | AUT | AR | Pensotti x 2 @50 kW | AURA 49E | Atmospheric | 1999 | 0.1 |  |  |  |  | Day time | 365/2 |  |  |  | 75 | Gas |  |  |  | 2011-05-01 | 80 |  | Auckland | Auckland | 175.2853 | -37.4258 | Domestic hot water and heating
Education | P810200 | AUT | WE | Rendamax | R3602SB | Condensing | 2011 | 0.8 |  |  |  |  | Day time |  |  | Yes |  | 80 - 45 | Gas |  |  |  | 2011-06-01 | 95 - 80 |  | Auckland | Auckland
Education | P810200 | AUT | WE | Rendamax | R3602SB | Condensing | 2011 | 0.8 |  |  |  |  | Day time |  |  | Yes |  | 80 - 45 | Gas |  |  |  | 2011-06-01 | 95 - 85 |  | Auckland | Auckland
Education | P810200 | AUT | WF | Ygnis Aquatherm | EMK755 | Forced draft | 2005 | 0.755 |  |  |  |  | Day time |  |  | Yes |  | 75 | Gas |  |  |  | 2011-05-01 | 80 |  | Auckland | Auckland
Education | P810200 | AUT | WH | Ygnis Aquatherm | EMK755 | Forced draft | 1996 | 0.75 |  |  |  |  | Day time |  |  |  |  | 75 | Gas |  |  |  | 2011-05-01 | 80 |  | Auckland | Auckland |  |  | Domestic hot water and heating
Education | P810200 | AUT | WM | Ygnis Aquatherm | Cuenod c756507/8 | Forced draft | 2004 | 0.6 |  |  |  |  | Day time |  |  | Yes |  | 75 | Gas |  |  |  | 2011-05-01 | 80 |  | Auckland | Auckland
Education | P810200 | AUT | WS | Ygnis Aquatherm | Elco Klockner | Forced draft | 1997 | 0.6 |  |  |  |  | Day time |  |  |  |  | 75 | Gas |  |  |  | 2011-05-01 | 80 |  | Auckland | Auckland |  |  | Domestic hot water and heating
Education | P810200 | Bay of Pleanty Polytechnic | [5 empty] | 0 | [17 empty] | Tauranga 3143 | Bay of Pleanty |  |  | NO REPLY
Education | P810200 | CHRISTCHURCH POLYTECHNIC | CHRISTCHURCH POLYTECHNIC | YGNIS |  |  | 2000 | 0.75 | Hot Water |  | 2 | [6 empty] | 80 | LPG/Butane |  |  |  |  | 0.96 |  |  | Canterbury |  |  | DID NOT CONTACT
Education | P810100 | EASTERN INSTITUTE OF TECHNOLOGY | 501 Gloucester Street Napier | Ygnos | AY500 |  | 2010 | 0.5 | Hot Water |  | Low pressure |  | 10 | 140 |  | yes |  | 80 | natural gas | * | kWh |  |  |  |  | Napier | Hawke's Bay | 176.8364 | -39.5458 | * 1,214,604KWh whole of Campus
Education |  | FOREST EDUCATION CENTRE | FOREST EDUCATION CENTRE | EASTEEL |  |  |  | 4 | Steam | [9 empty] | Gas
Education |  | KELSTON DEAF EDUCATION CENTRE | Kelston, Waitakere, AUCKLAND | ALLEN YGNIS |  | Firetube | 1983 | 0.3 | Hot Water |  | 0.6 |  |  |  | 0.294 |  |  | 70 | Gas |  |  |  |  | 0.8 |  |  | Auckland
Education | P810200 | LINCOLN UNIVERSITY | LINCWORKS PROPERTY SERVICES | VEKOS ANDERSON | 275 | Firetube 3 pass | 1967 | 2.4 | Saturated Steam | 4 | 10.34 | 0.9 | 24 | 70 | 4.536 | summer | n/a | 180 | Coal | 187 | tonne | 24000 MJ/kg | 2010 | 83% | 376 | Lincoln | Canterbury | 172.4686 | -43.6444
Education | P810200 | LINCOLN UNIVERSITY | LINCWORKS PROPERTY SERVICES | VEKOS HURRELS | 550 | Firetube 3 pass | 1974 | 4.8 | Saturated Steam | 8 | 10.34 | 4 | 24 | 210 | 0.8 | yes | n/a | 180 | Coal | 1702 | tonne | 24000 MJ/kg | 2011 | 82% | 3421 | Lincoln | Canterbury | 172.4686 | -43.6444
Education | P810200 | LINCOLN UNIVERSITY | LINCWORKS PROPERTY SERVICES | KNAPP LEWER | 2451 | element | 2002 | 0.32 | Steam | 0.48 | 8.1 | 0.4 | 24 | 70 | 0.168 | summer | n/a | 170 | Electricity | 168415 | kWhr | 3.6 MJ/hr | N/A | 100% | 27.8 | Lincoln | Canterbury | 172.4686 | -43.6444
Education | P810100 | Manukau Institute of Technology | [23 empty] | Auckalnd | Auckland | 174.8707 | -36.9613
Education | P810200 | MASSEY UNIVERSITY | MASSEY UNIVERSITY WELLINGTON | AQUATHERM |  |  | 1991 | 1.5 |  |  | 5 | [7 empty] | Gas | [7 empty] | Manawatu
Education | P810200 | MASSEY UNIVERSITY | MASSEY UNIVERSITY WELLINGTON | AQUATHERM |  |  | 1991 | 1.5 |  |  | 5 | [7 empty] | Gas | [7 empty] | Manawatu
Education | P810200 | MASSEY UNIVERSITY | MASSEY UNIVERSITY WELLINGTON | Energy Products International |  |  | 2000 | 0.6 |  |  | 5 | [7 empty] | Gas | [7 empty] | Manawatu
Education | P810200 | MASSEY UNIVERSITY | MASSEY UNIVERSITY WELLINGTON | Energy Products International |  |  | 2000 | 0.6 |  |  | 5 | [7 empty] | Gas | [7 empty] | Manawatu
Education | P810200 | MASSEY UNIVERSITY | WELLINGTON BLOCK 7 | AQUATHERM | YGNIS A590 |  | 1988 | 0.59 | Hot Water |  | 3 |  | Varies with season |  |  |  |  | 80 | Gas |  |  |  | Being done 2011 |  |  |  | Manawatu
Education | P810200 | MASSEY UNIVERSITY | WELLINGTON BLOCK 7 | AQUATHERM | YGNIS A590 |  | 1988 | 0.59 | Hot Water |  | 3 |  | Varies with season |  |  |  |  | 80 | Gas |  |  |  | Being done 2011 |  |  |  | Manawatu
Education | P810200 | MASSEY UNIVERSITY | WELLINGTON BLOCK 5 | AQUATHERM | A1500 |  | 1988 | 1.5 | Hot Water |  | 2 |  | Varies with season |  |  |  |  | 82 | Gas |  |  |  | Being done 2011 |  |  |  | Manawatu
Education | P810200 | MASSEY UNIVERSITY | WELLINGTON BLOCK 5 | AQUATHERM | A1501 |  | 1988 | 1.5 | Hot Water |  | 2 |  | Varies with season |  |  |  |  | 82 | Gas |  |  |  | Being done 2011 |  |  |  | Manawatu
Education | P810200 | MASSEY UNIVERSITY | WELLINGTON BLOCK 4 | AQUATHERM | YGNIS EM500 |  | 2010 | 0.5 | Hot Water |  | 2.5 |  | Varies with season |  |  |  |  | 82 | Gas |  |  |  | Being done 2011 |  |  |  | Manawatu
Education | P810200 | MASSEY UNIVERSITY | WELLINGTON BLOCK 4 | AQUATHERM | YGNIS EM501 |  | 2010 | 0.5 | Hot Water |  | 2.5 |  | Varies with season |  |  |  |  | 82 | Gas |  |  |  | Being done 2011 |  |  |  | Manawatu
Education | P810200 | MASSEY UNIVERSITY | WELLINGTON BLOCK 1 | BAXI SLIM | 1.620iN |  | 2005 | 0.062 | Hot Water |  | 3 |  | Varies with season |  |  |  |  | 80 | Gas |  |  |  | Being done 2011 |  |  |  | Manawatu
Education | P810200 | MASSEY UNIVERSITY | WELLINGTON BLOCK 1 | BAXI SLIM | 1.620iN |  | 2005 | 0.062 | Hot Water |  | 3 |  | Varies with season |  |  |  |  | 80 | Gas |  |  |  | Being done 2011 |  |  |  | Manawatu
Education | P810200 | MASSEY UNIVERSITY | WELLINGTON BLOCK 1 | BAXI SLIM | 1.620iN |  | 2005 | 0.062 | Hot Water |  | 3 |  | Varies with season |  |  |  |  | 80 | Gas |  |  |  | Being done 2011 |  |  |  | Manawatu
Education | P810200 | MASSEY UNIVERSITY | WELLINGTON BLOCK 1 | BAXI SLIM | 1.620iN |  | 2005 | 0.062 | Hot Water |  | 3 |  | Varies with season |  |  |  |  | 80 | Gas |  |  |  | Being done 2011 |  |  |  | Manawatu
Education | P810200 | MASSEY UNIVERSITY | WELLINGTON BLOCK 10 | AQUATHERM | YGNIS AY600 |  | 2000 | 0.6 | Hot Water |  | 2.5 |  | Varies with season |  |  |  |  | 82 | Gas |  |  |  | Being done 2011 |  |  |  | Manawatu
Education | P810200 | MASSEY UNIVERSITY | WELLINGTON BLOCK 10 | AQUATHERM | YGNIS AY600 |  | 2000 | 0.6 | Hot Water |  | 2.5 |  | Varies with season |  |  |  |  | 82 | Gas |  |  |  | Being done 2011 |  |  |  | Manawatu
Education | P810200 | MASSEY UNIVERSITY | WELLINGTON STUDENT TRUST | AQUATHERM | YGNIS AY300 |  | 1993 | 0.3 | Hot Water |  | 2.5 | [6 empty] | 80 | Gas |  |  |  | Being done 2011 |  |  |  | Manawatu
Education | P810200 | MASSEY UNIVERSITY | AUCKLAND | YGNIS |  |  | 2008 | 0.35 | [18 empty] | Manawatu
Education | P810200 | MASSEY UNIVERSITY | AUCKLAND | YGNIS |  |  | 2008 | 0.35 | [18 empty] | Manawatu
Education | P810200 | MASSEY UNIVERSITY | AUCKLAND | YGNIS |  |  | 2008 | 0.35 | [18 empty] | Manawatu
Education | P810200 | MASSEY UNIVERSITY | AUCKLAND | AQUATHERM |  |  | 2008 | 0.35 | [18 empty] | Manawatu
Education | P810200 | MASSEY UNIVERSITY | AUCKLAND | AQUATHERM |  |  | 2008 | 0.35 | [18 empty] | Manawatu
Education | P810200 | MASSEY UNIVERSITY | AUCKLAND | AQUATHERM |  |  | 2008 | 0.35 | [18 empty] | Manawatu
Education | P810200 | MASSEY UNIVERSITY | AUCKLAND | AQUATHERM |  |  | 2008 | 0.35 | [18 empty] | Manawatu
Education | P810200 | MASSEY UNIVERSITY 2 | BOILER HOUSE | AQUATHERM YGNIS |  | Watertube | 1995 | 1.5 | Hot Water |  | 3 | [6 empty] | 85 | Gas |  |  |  |  | 0.83 |  |  | Manawatu
Education | P810200 | MASSEY UNIVERSITY 2 | BOILER HOUSE | AQUATHERM YGNIS |  | Waterwall | 1995 | 1.5 | Hot Water |  | 3 | [6 empty] | 85 | Gas |  |  |  |  | 0.83 |  |  | Manawatu
Education | P810200 | MASSEY UNIVERSITY 2 | SOCIAL SCIENCE LECTURE THEATRE | AQUATHERM YGNIS |  | Watertube | 1991 | 1.2 | Hot Water |  | 3 | [6 empty] | 85 | Gas |  |  |  |  | 0.8 |  |  | Manawatu
Education | P810200 | MASSEY UNIVERSITY 2 | SOCIAL SCIENCE LECTURE THEATRE | AQUATHERM YGNIS |  | Watertube | 1991 | 1.2 | Hot Water |  | 3 | [6 empty] | 85 | Gas |  |  |  |  | 0.8 |  |  | Manawatu
Education | P810200 | MASSEY UNIVERSITY 2 | SCIENCE TOWER B | AQUATHERM YGNIS |  | Watertube | 1995 | 1.5 | Hot Water |  | 3 | [6 empty] | 85 | Gas |  |  |  |  | 0.83 |  |  | Manawatu
Education | P810200 | MASSEY UNIVERSITY 2 | SCIENCE TOWER B | AQUATHERM YGNIS |  | Watertube | 2004 | 1.5 | Hot Water |  | 3 | [6 empty] | 85 | Gas |  |  |  |  | 0.83 |  |  | Manawatu
Education | P810200 | MASSEY UNIVERSITY 2 | RIDET TOWER | AQUATHERM YGNIS |  | Firetube | 1970 | 1.2 | Saturated Steam |  | 8 | [6 empty] | 175 | Gas |  |  |  |  | 0.8 |  |  | Manawatu
Education | P810100 | Nelson Malborough Institute of Technology | Nelson Campus. 322 Hardy Street. Nelson. Main boiler no 1 | Aquatherm/ygnis | AY750 | Reverse Flame Combustion | 2000 | 0.75 |  |  |  |  | 12 | 150 |  | ü |  | 70 | Deisel | 27750 | Litre |  | 2011-02-01 |  |  | Nelson 7042 | Nelson | 173.2887 | -41.2746
Education | P810100 | Nelson Malborough Institute of Technology | Nelson Campus. 322 Hardy Street. Nelson, Main boiler no 2 | Aquatherm/ygnis | AY750 | Reverse Flame Combustion | 2000 | 0.75 |  |  |  |  | 12 | 150 |  | ü |  | 70 | Deisel | 27750 | Litre |  | 2011-02-01 |  |  | Nelson 7042 | Nelson | 173.2887 | -41.2746
Education | P810100 | Nelson Malborough Institute of Technology | Nelson Campus. 322 Hardy Street. Nelson Library boiler | Aquatherm/ygnis | AY250 | Reverse Flame Combustion | 2000 | 0.25 |  |  |  |  | 14 | 150 |  | ü |  | 70 | Deisel | 1350 | Litre |  | 2011-02-01 |  |  | Nelson 7042 | Nelson | 173.2887 | -41.2746
Education | P810100 | Nelson Malborough Institute of Technology | No Boilers in Blenheim | NO BOILER | [21 empty] | Blenheim 7024 | Malborough |  |  | NO BOILER
Education | P810200 | Northland Polytechnic | Raumangs Valley Rd, Northtec Campus, Whangarei | Aquatherm | AY1500 | GAS | 1999 |  | 1500KW |  | 0.5 | 0.1 | 8 | 120 |  | Yes | Nil | 70C | Gas |  |  | 40 | 2011-04-01 | 82% |  | Whangarei 0110 | Northland | 174.3042 | -35.7405
Education | P810200 | Otago Polytechnic | [23 empty] | Dunedin 9054 | Otago |  |  | NO REPLY
Education | P810200 | Otago Polytechnic | [23 empty] | Cromwell 9310 | Otago | 169.208 | -45.0454 | NO REPLY
Education | P810100 | Southland Institute of Technology | Christchurch - no boiler | NO BOILER | [21 empty] | Christchurch 8082 | Canterbury |  |  | NO BOILER
Education | P810100 | Southland Institute of Technology | gore - NO BOILERS | NO BOILER | [21 empty] | Gore 9710 | Southland |  |  | NO BOILER
Education | P810100 | Southland Institute of Technology | 160 forth street, Invercargill | Taymac Ltd | Heatpak 6010 | under feed coal fire | 2011 | 1.55 | coal | 0.376 | 2 |  | Mid Dec -mid March shut down .mid march - Mid May average 8hrs daily. Mid may Mid Dec average 10 hrs daily | Monday -Friday |  | All year |  | 80 | coal | 163.5 | ton | 11.75 | N/A |  |  | Invercargill 9840 | Southland | 168.357539 | -46.414207
Education | P810100 | Southland Institute of Technology | 160 forth street, Invercargill | Taymac Ltd | Heatpak 6010 | under feed coal fire | 2011 | 1.55 | coal | 0.376 | 2 |  |  | Monday -Friday |  | All year |  | 80 | coal | 163.5 | ton | 11.75 | N/A |  |  | Invercargill 9840 | Southland | 168.357539 | -46.414207
Education | P810100 | Southland Institute of Technology | Queenstown - NO BOILERS | NO BOILER | [21 empty] | Queenstown | Otago |  |  | NO BOILER
Education | P810200 | Tai Poutini Polytechnic | auckland | [22 empty] | Auckland 1010 | Auckland |  |  | NO REPLY
Education | P810200 | Tai Poutini Polytechnic | christchurch | [22 empty] | Christchurch 8011 | Canterbury |  |  | NO REPLY
Education | P810200 | Tai Poutini Polytechnic | No Boiler | NO BOILER | [21 empty] | Greymouth 7840 | West Coast | 171.21 | -42.4512 | NO BOILER
Education | P810200 | Tai Poutini Polytechnic | Palmerston North | [22 empty] | Palmerston North 4471 | Manawatu |  |  | NO REPLY
Education | P810200 | Tai Poutini Polytechnic | Reefton | [22 empty] | Reefton 7830 | West Coast |  |  | NO REPLY
Education | P810200 | Tai Poutini Polytechnic | wanaka | [22 empty] | Wanaka 9305 | Otago |  |  | NO REPLY
Education | P810200 | Tai Poutini Polytechnic | westport | [22 empty] | westport | West Coast |  |  | NO REPLY
Education | P810200 | Tairawhiti Polytechnic | Palmerston Rd campus | Veko | 4066 | WM-G10/3-A | 1981 | 60JHW |  | 100-1000 | 150KPA |  | 7am-3pm | 90-100 |  | Yes |  | 75C | ** Gas |  |  |  | 2011-05-01 |  |  | Gisborne 4010 | Gisborne | 178.023 | -38.6626 | **Conerted to Weishaupt gas unit 2008
Education | P810200 | THE UNIVERSITY OF WAIKATO | STUDENT UNION B01 | HO VAL SR800 | ELCO EG01A.50R | Watertube |  | 0.235 | Hot Water |  | 5 |  | 12 | 160 | 0.376 | YES |  | 87 | Gas |  |  |  | MAY 2010 |  |  |  | Waikato | 175.3139 | -37.7869 | garydanc@waikato.ac.nz
Education | P810200 | THE UNIVERSITY OF WAIKATO | F 401 | HOVAL | ELCO UDG6R | Watertube |  | 0.937 | Hot Water |  | 5 |  | 12 | 160 | 3.5981 | YES |  | 82 | Gas |  |  |  | MAY 2010 |  |  |  | Waikato | 175.3139 | -37.7869
Education | P810200 | THE UNIVERSITY OF WAIKATO | F 401 | HOVAL | ELCO UDG6R | Watertube |  | 0.937 | Hot Water |  | 5 |  | 12 | 160 | 3.1483 | YES |  | 82 | Gas |  |  |  | MAY 2010 |  |  |  | Waikato | 175.3139 | -37.7869
Education | P810200 | THE UNIVERSITY OF WAIKATO | F 401 | HOVAL | CUENOD C100 GX 507/8 | Watertube |  | 0.937 | Hot Water |  | 5 |  | 12 | 160 | 3.1483 | YES |  | 82 | Gas |  |  |  | MAY 2010 |  |  |  | Waikato | 175.3139 | -37.7869
Education | P810200 | THE UNIVERSITY OF WAIKATO | K 401 | AQUATHERM EMK350 | CUENOD C43/GX507 | Watertube |  | 0.937 | Hot Water |  | 5 |  | 12 | 160 | 2.0989 | YES |  | 71 | Gas |  |  |  | MAY 2010 |  |  |  | Waikato | 175.3139 | -37.7869
Education | P810200 | THE UNIVERSITY OF WAIKATO | K 401 | AQUATHERM EMK350 | CUENOD C43/GX507 | Watertube |  | 0.937 | Hot Water |  | 5 |  | 12 | 160 | 1.8365 | YES |  | 71 | Gas |  |  |  | MAY 2010 |  |  |  | Waikato | 175.3139 | -37.7869
Education | P810200 | THE UNIVERSITY OF WAIKATO | K 401 | AQUTHERM EMK350 | CUENOD C43/GX07 | Watertube |  | 0.937 | Hot Water |  | 5 |  | 12 | 160 | 1.8365 | YES |  | 71 | Gas |  |  |  | MAY 2010 |  |  |  | Waikato | 175.3139 | -37.7869
Education | P810200 | THE UNIVERSITY OF WAIKATO | L BLOCK | AQUATHERM AY250 | EKG 2 | Watertube | 1997 | 0.25 | Hot Water |  | 5 |  | 12 | 160 | 0.672 | YES |  | 80 | Gas |  |  |  | MAY 2010 |  |  |  | Waikato | 175.3139 | -37.7869
Education | P810200 | THE UNIVERSITY OF WAIKATO | B BLOCK | HOVAL SR800 | CUENOD C30GX207 | Watertube |  | 0.25 | Hot Water |  | 4 |  | 12 | 160 | 0.4 | YES |  | 88 | Gas |  |  |  | MAY 2010 |  |  |  | Waikato | 175.3139 | -37.7869
Education | P810200 | THE UNIVERSITY OF WAIKATO | M 501 LIBRARY | HOVAL | ELCO EG6 | Watertube |  | 0.938 | Heated Oil |  | 5 |  | 12 | 160 | 2.1011 | YES |  | 75 | Gas |  |  |  | MAY 2010 |  |  |  | Waikato | 175.3139 | -37.7869
Education | P810200 | THE UNIVERSITY OF WAIKATO | M 501 LIBRARY | HOVAL | ELCO EG6 | Watertube |  | 0.938 | Hot Water |  | 5 |  | 12 | 160 | 2.1011 | YES |  | 75 | Gas |  |  |  | MAY 2010 |  |  |  | Waikato | 175.3139 | -37.7869
Education | P810200 | THE UNIVERSITY OF WAIKATO | A BLOCK | AQUATHERM YGNIS AY250 | CUENOD C22 G207/7TI"FR" | Watertube |  | 0.25 | Hot Water |  | 5 |  | 12 | 160 | 0.4 | YES |  | 80 | Gas |  |  |  | MAY 2010 |  |  |  | Waikato | 175.3139 | -37.7869
Education | P810200 | THE UNIVERSITY OF WAIKATO | (CHBH) COLLEGE HALLS BOILER HOUSE | AQUATHERM AY 1100 | ELCO EG 4A | Watertube | 1991 | 1.1 | Hot Water |  | 5 |  | 12 | 160 | 5.9136 | YES |  | 80 | Gas |  |  |  | MAY 2010 |  |  |  | Waikato | 175.3139 | -37.7869
Education | P810200 | THE UNIVERSITY OF WAIKATO | STUDENT VILLAGE DINING | HOVAL ST 1300 | REILLO 4/2 | Watertube |  | 0.381 | Hot Water |  | 5 |  | 12 | 160 | 1.1948 | YES |  | 85 | Gas |  |  |  | MAY 2010 |  |  |  | Waikato | 175.3139 | -37.7869
Education | P810200 | THE UNIVERSITY OF WAIKATO | ORANGA | HOVAL |  | Watertube |  | 0.147 | Hot Water |  | 5 |  |  | 160 | 0.18816 |  |  | 70 | Gas |  |  |  | MAY 2010 |  |  |  | Waikato | 175.3139 | -37.7869
Education | P810200 | THE UNIVERSITY OF WAIKATO | STUDENT VILLAGE KNIGHTON RD | AQUATHERM AY350 | CUENOD C43 GX 207/8 | Watertube | 1990 | 0.35 | Hot Water |  | 5 |  | 12 | 160 | 1.8816 | YES |  | 70 | Gas |  |  |  | MAY 2010 |  |  |  | Waikato | 175.3139 | -37.7869
Education | P810200 | THE UNIVERSITY OF WAIKATO | BRYANT HALL Z BLOCK | AQUATHERM YGNIS AYC 300 | CUENOD C 34 | Watertube | 2000 | 0.3 | Hot Water |  | 5 |  | 12 | 160 | 1.6128 | YES |  | 90 | Gas |  |  |  | MAY 2010 |  |  |  | Waikato | 175.3139 | -37.7869
Education | P810200 | UNIVERSITY OF AUCKLAND | 110 BOILER #3 | ALLEN YGNIS |  |  |  | 0.746 | Hot Water | [9 empty] | Gas | [6 empty] | Auckalnd | Auckland | 174.7678 | -36.8506
Education | P810200 | UNIVERSITY OF AUCKLAND | 201E BOILER | HOVAL |  |  |  | 1.5 | Hot Water | [9 empty] | Gas | [6 empty] | Auckalnd | Auckland | 174.7678 | -36.8506
Education | P810200 | UNIVERSITY OF AUCKLAND | 201E BOILER | HOVAL |  |  |  | 1.5 | Hot Water | [9 empty] | Gas | [6 empty] | Auckalnd | Auckland | 174.7678 | -36.8506
Education | P810200 | UNIVERSITY OF AUCKLAND | 301 LPHW BOILER | YGNIS |  |  |  | 1.2 | Hot Water | [9 empty] | Gas | [6 empty] | Auckalnd | Auckland | 174.7678 | -36.8506
Education | P810200 | UNIVERSITY OF AUCKLAND | 301 LPHW BOILER | YGNIS |  |  |  | 1.2 | Hot Water | [9 empty] | Gas | [6 empty] | Auckalnd | Auckland | 174.7678 | -36.8506
Education | P810200 | UNIVERSITY OF AUCKLAND | 301 LPHW BOILER | YGNIS |  |  |  | 0.7 | Hot Water | [9 empty] | Gas | [6 empty] | Auckalnd | Auckland | 174.7678 | -36.8506
Education | P810200 | UNIVERSITY OF AUCKLAND | 311 HW BOILER | YGNIS |  |  |  | 1.5 | Hot Water | [9 empty] | Gas | [6 empty] | Auckalnd | Auckland | 174.7678 | -36.8506
Education | P810200 | UNIVERSITY OF AUCKLAND | 401 BOILER | YGNIS |  |  |  | 0.75 | Hot Water | [9 empty] | Gas | [6 empty] | Auckalnd | Auckland | 174.7678 | -36.8506
Education | P810200 | UNIVERSITY OF AUCKLAND | 421 BOILER | AQUATHERM YGNIS |  |  |  | 1.2 | Hot Water | [9 empty] | Gas | [6 empty] | Auckalnd | Auckland | 174.7678 | -36.8506
Education | P810200 | UNIVERSITY OF CANTERBURY | CHRISTCHURCH | MAXITHERM |  | Watertube | 2000 | 12 | Hot Water | [5 empty] | 36.288 |  |  | 115 | Coal | [6 empty] | Christchurch | Canterbury | 172.5819 | -43.5233
Education | P810200 | UNIVERSITY OF CANTERBURY | CHRISTCHURCH | ANDERSON |  | Firetube 3 pass | 1962 | 5.7 | Saturated Steam |  | 7 |  |  |  | 19.152 |  |  |  | Coal |  |  |  |  | 0.7 |  | Christchurch | Canterbury | 172.5819 | -43.5233
Education | P810200 | UNIVERSITY OF CANTERBURY | CHRISTCHURCH | ANDERSON |  |  |  | 5.7 | [10 empty] | Coal |  |  |  |  | 0.7 |  | Christchurch | Canterbury | 172.5819 | -43.5233
Education | P810200 | UNIVERSITY OF OTAGO | CHEMISTRY DEPT | Aquatherm | EM2300 | Firetube | 2001 | 2.3 | Hot Water | NA | 3.3 | 1.15 to 2.3 | 24 | 20 | 1.1 | No | NA | 115 | light fuel oil | 20000 | litre | 41508 |  | 87.2 |  | Dunedin | Otago | 170.5139 | -45.8656 | These boilers are only used when heat is not available
Education | P810200 | UNIVERSITY OF OTAGO | CHEMISTRY DEPT | Aquatherm | EM2300 | Firetube | 2001 | 2.3 | Hot Water | NA | 3.3 | 1.15 to 2.3 | 24 | 20 | 0.7 | No | NA | 115 | Light fuel oil | 20000 | litre | 41508 |  | 87.1 |  | Dunedin | Otago | 170.5139 | -45.8656 | from EFI boiler house at Dunedin Hospital.
Education | P810200 | University of Otago Animal Breeding | Mosgiel Dunedin |  |  |  |  | 0.55 | HW | [9 empty] | Coal | 500? | tonnes |  |  |  |  | Dunedin | Otago |  |  | 2007 CRL study
Education | P810200 | University of Otago Arana Hall | Clyde Street Dunedin |  |  |  | 2005 | 1 | Steam | [9 empty] | Coal | 480? | tonnes |  |  |  |  | Dunedin | Otago |  |  | 2007 CRL study
Education | P810200 | University of Otago - Carrington Hall | Heriot Row Dunedin |  |  |  |  | 0.3 | HW | [9 empty] | Coal | 100? | tonnes |  |  |  |  | Dunedin | Otago |  |  | 2007 CRL study
Education | P810200 | University of Otago | Heriot Row Dunedin |  |  |  |  | 0.3 | HW | [9 empty] | Diesel | [6 empty] | Dunedin | Otago |  |  | 2007 CRL study
Education | P810200 | University of Otago - Carrington Hall | 111 Albany Street | [22 empty] | Dunedin | Otago |  |  | Addition of new wood chip boiler
Education | P810200 | Victoria University of wellington | Laby | Ygnis |  |  |  | 0.95 | [5 empty] | 365 |  | No | 0 |  | Gas | [6 empty] | Wellington 6140 | Wellington
Education | P810200 | Victoria University of wellington | Laby | Cuddon |  |  |  | 0.95 | [5 empty] | 365 |  | No | 0 |  | Gas | [6 empty] | Wellington | Wellington
Education | P810200 | Victoria University of wellington | Rankine Brown | Ygnis Aquatherm | EM 585 |  |  | 0.585 | [5 empty] | 365 |  | Yes | 0 |  | Gas | [6 empty] | Wellington | Wellington
Education | P810200 | Victoria University of wellington | Rankine Brown | Ygnis | EM1165 |  |  | 1.165 | [5 empty] | 365 |  | Yes | 0 |  | Gas | [6 empty] | Wellington | Wellington
Education | P810200 | Victoria University of wellington | Kirk | Carbo Fuel | PTL 660 |  |  | 0.763 | [5 empty] | 200 |  | Yes | 0 |  | Gas | [6 empty] | Wellington | Wellington
Education | P810200 | Victoria University of wellington | Kirk | Woods | 24J | [8 empty] | 200 |  | Yes | 0 |  | Gas | [6 empty] | Wellington | Wellington
Education | P810200 | Victoria University of wellington | Kirk | Aquatherm Ygnis | AY750 |  |  | 1.5 | [5 empty] | 200 |  | Yes | 0 |  | Gas | [6 empty] | Wellington | Wellington
Education | P810200 | Victoria University of wellington | Kirk | Rexel | 121 | [8 empty] | 200 |  | Yes | 0 |  | Gas | [6 empty] | Wellington | Wellington
Education | P810200 | Victoria University of wellington | Von Zedlitz | Allen Ygnis | AY3-16 |  |  | 0.47 | [5 empty] | 365 |  | Yes | 0 |  | Gas | [6 empty] | Wellington | Wellington
Education | P810200 | Victoria University of wellington | Von Zedlitz | Allen Ygnis | AY3-16 |  |  | 0.47 | [5 empty] | 365 |  | Yes | 0 |  | Gas | [6 empty] | Wellington | Wellington
Education | P810200 | Victoria University of wellington | Von Zedlitz | Allen Ygnis | AY3-160 |  |  | 0.47 | [5 empty] | 365 |  | Yes | 0 |  | Gas | [6 empty] | Wellington | Wellington
Education | P810200 | Victoria University of wellington | Von Zedlitz | Allen Ygnis | AY3-161 |  |  | 0.47 | [5 empty] | 365 |  | Yes | 0 |  | Gas | [6 empty] | Wellington | Wellington | 174.7788 | -41.2793
Education | P810200 | Victoria University of wellington | Rutherford House | Cuddon | 36 |  |  | 0.72 | [5 empty] | 365 |  | Yes | 0 |  | Gas | [6 empty] | Wellington 6140 | Wellington | 174.7788 | -41.2793
Education | P810200 | Victoria University of wellington | Rutherford House | Cuddon | 36 |  |  | 0.72 | [5 empty] | 365 |  | Yes | 0 |  | Gas | [6 empty] | Wellington 6140 | Wellington | 174.7788 | -41.2793
Education | P810200 | Victoria University of wellington | Government Buildings | Hoval | Hotline 250 |  |  | 0.59 | [5 empty] | 365 |  | Yes | 0 |  | Gas | [6 empty] | Wellington | Wellington | 174.7788 | -41.2793
Education | P810200 | Victoria University of wellington | Government Buildings | Hoval | ST 2000 |  |  | 0.073 | [5 empty] | 365 |  | Yes | 0 |  | Gas | [6 empty] | Wellington | Wellington | 174.7788 | -41.2793
Education | P810200 | Victoria University of wellington | Vivian St | Carbofuel | PTL 880 |  |  | 1.027 | [5 empty] | 365 |  | Yes | 0 |  | Gas | [6 empty] | Wellington | Wellington | 174.7756 | -41.2955
Education | P810200 | Victoria University of wellington | Mackie Gym | Gas Chief | GC210 | [8 empty] | 365 |  | Yes | 0 |  | Gas | [6 empty] | Wellington | Wellington
Education | P810200 | Victoria University of wellington | Oldershaw | Gas Chief | [9 empty] | 365 |  | Yes | 0 |  | Gas | [6 empty] | Wellington | Wellington
Education | P810200 | Victoria University of wellington | Grey | Aquatherm | [9 empty] | 365 |  | Yes | 0 |  | Gas | [6 empty] | Wellington | Wellington
Education | P810200 | Victoria University of wellington | Grey | Aquatherm | [9 empty] | 365 |  | Yes | 0 |  | Gas | [6 empty] | Wellington | Wellington
Education | P810200 | Waiariki Institute of Technology | [23 empty] | Rotorua 3015 | Bay of Pleanty |  |  | Gasification unit and conversion of boiler to run on wood gas
Education | P810200 | Waikato Institute of technology | [23 empty] | Hamilton | Waikato |  |  | NO REPLY
Education | P810100 | Wellington Institute of Technology | Auckland | [22 empty] | Auckland | Auckland |  |  | NO REPLY
Education | P810100 | Wellington Institute of Technology | Christchurch | [22 empty] | Christchurch | Canterbury |  |  | NO REPLY
Education | P810100 | Wellington Institute of Technology | Petone | [22 empty] | Wellington | Wellington |  |  | NO REPLY
Education | P810100 | Wellington Institute of Technology | Wellington | [22 empty] | Wellington | Wellington |  |  | NO REPLY
Education | P810200 | Whitireia Commumity Polytechnic | [23 empty] | Porirua 5022 | Wellington | 174.8327 | -41.1321 | NO REPLY

## Venues 16
Sector | ANZSIC Code | CompanyName | Boiler Site | Boiler Make | Boiler Model No. | Boiler Type | Year Installed | Size MW | Output Type | Maximum Output Amount t/hr | Normal Operating Pressure bar | Normal Operating Output MW | Normal Hours Operated per Day | Normal Days Operated per Year | Boiler Annual Heat Output GWh | Winter Heating Only? | Annual Cogen Elec.Output kWh | Normal Boiler Operating Temperature oC | Fuel Type | Annual Fuel Use for Boiler Only | Fuel Unit | Fuel CV kJ per Fuel Unit | Date of Last Boiler Tuning Report | Operating Efficiency | Annual CO2e Emissions t | Town | Region | GIS - Easting | GIS - North | Notes | Notes 2
Venues
Venues | R911300 | ASB Showgrounds | [23 empty] | Epsom | Auckland | 174.7835 | -36.8927 | NO REPLY
Venues | R911300 | CBS Canterbury Arena | [23 empty] | Christchurch | Canterbury | 172.5984 | -43.5473 | NO REPLY
Venues | R900300 | Christchurch Convention Centre | [23 empty] | Christchurch | Canterbury | 172.6351 | -43.527 | NO REPLY
Venues | R900300 | Christchurch Town Hall | [23 empty] | Christchurch | Canterbury | 172.6351 | -43.527 | NO REPLY
Venues | R911300 | Claudlands Event Centre | [23 empty] | Hamilton | Waikato | 175.2921 | -37.7797 | NO REPLY
Venues | R911300 | Eden park ASB Bank Stand | [23 empty] | Kingsland | Auckland | 174.7466 | -36.8781 | NO REPLY | 09 815 4741
Venues | R911300 | Ellerslie Event Centre | [23 empty] | Remuera | Auckland | 174.8035 | -36.8903 | NO REPLY | 09 524 4069
Venues |  | Energy Events Centre | [23 empty] | Rotorua | Waikato |  |  | NO REPLY
Venues |  | Harbour Function Centre | [23 empty] | North Shore City 0752 | Auckland | 174.7049 | -36.7248 | NO REPLY | 09 414 0150
Venues | R911300 | Manfield Stadium |  | NO BOILER | [21 empty] | Fielding. 4704 | Manawatu | 175.5592 | -40.2344 | NO BOILER | Heather Verry CEO | ceo@mafield.co.nz
Venues | R900300 | Michael Fowler Centre | ground floor boiler room access from outside building | Hoval | ST1600 Ser# 1045 | Natural gas hot water boiler | 1982* | 0.469 |  |  |  |  | On demand | Enabled all year |  | All year - called on by OA temp |  | 80 | Natural gas | 750000 | kWh |  | N/a - see notes |  |  | Wellington | Wellington | 174.7781 | -41.2895
Venues | R900300 | Michael Fowler Centre |  | Hoval | ST1600 Ser# 1046 | Natural gas hot water boiler | 1982* | 0.469 |  |  |  |  | On demand | Enabled all year |  | All year - called on by OA temp |  | 80 | Natural gas | 750000 | kWh |  | N/a - see notes |  |  | Wellington | Wellington | 174.7781 | -41.2895
Venues | R911300 | Mt Smart Stadium | [23 empty] | Penrose | Auckland | 174.8133 | -36.9183 |  | 09 366 2048
Venues | R911300 | Mystery Creek Events Centre | NO BOILER | [22 empty] | Hamilton | Waikato | 175.3489 | -37.8731 | NO BOILER
Venues | R911300 | North Shore Events Centre | North shore | Herlican |  |  | 2005 | 0.109 | Hot Air |  |  |  |  | Enabled all year |  | no |  |  | Natural gas | [6 empty] | Auckland | Auckland | 174.7442 | -36.7833
Venues |  | Pullman Auckland Hotel | [23 empty] | Auckland | Auckland | 174.7704 | -36.8481 | NO REPLY
Venues | R911300 | Queenstown Events Centre | [23 empty] | Queenstown | Otago | 168.7406 |  | NO REPLY
Venues | R900300 | Rotorua Convention Centre | [23 empty] | Rotorua | Waikato | 176.2552 | -38.1366 | NO REPLY
Venues | R911300 | Rotorua International Stadium | [23 empty] | Rotorua | Waikato | 176.2235 | -38.1562 | NO REPLY
Venues | R911300 | SBS Events Centre | NO BOILER | [22 empty] | Timaru 7910 | Canterbury | 171.2099 | -44.3845 | NO BOILER
Venues | R921000 | Sky City | [23 empty] | Aukland | Auckland | 174.762 | -36.8484 | NO REPLY
Venues | R911300 | Showgrounds Park & Event Centre | NO BOILER | [22 empty] | Gisborne | Gisborne | 177.9817 | -38.6504 | NO BOILER | LPG heater
Venues | R911300 | Stadium Southland | Invercargill | [23 empty] | Southland | 168.3816 | -46.4065 | NO REPLY
Venues | R891000 | TE PAPA | CABLE STREET | AQUATHERM |  |  | 1998 | 1.5 | Hot Water | [9 empty] | Gas | [6 empty] | Wellington | Wellington | 174.7817 | -41.2905 | NO REPLY
Venues | R891000 | TE PAPA | CABLE STREET | AQUATHERM |  |  | 1998 | 1.5 | Hot Water | [9 empty] | Gas | [6 empty] | Wellington | Wellington | 174.7817 | -41.2905 | NO REPLY
Venues | R891000 | TE PAPA | CABLE STREET | EASTEEL |  |  | 1998 | 0.6 | Saturated Steam | [9 empty] | Gas | [6 empty] | Wellington | Wellington | 174.7817 | -41.2905 | NO REPLY
Venues | R891000 | TE PAPA | TORY STREET | AQUATHERM |  |  | 2000 | 0.39 | Hot Water | [9 empty] | Gas | [6 empty] | Wellington | Wellington | 174.7817 | -41.2905 | NO REPLY
Venues | R891000 | TE PAPA | TORY STREET | AQUATHERM |  |  | 2000 | 0.39 | Hot Water | [9 empty] | Gas | [6 empty] | Wellington | Wellington | 174.7817 | -41.2905 | NO REPLY
Venues | R891000 | TE PAPA | TORY STREET | AQUATHERM |  |  | 2000 | 0.125 | Hot Water | [9 empty] | Gas | [6 empty] | Wellington | Wellington | 174.7817 | -41.2905 | NO REPLY
Venues | R891000 | TE PAPA | TORY STREET | AQUAHEAT |  |  | 2000 | 0.125 | Hot Water | [9 empty] | Gas | [6 empty] | Wellington | Wellington | 174.7817 | -41.2905 | NO REPLY
Venues | R891000 | TE PAPA | TORY STREET | AQUAHEAT |  |  | 2000 | 0.6 | Hot Water | [9 empty] | Gas | [6 empty] | Wellington | Wellington | 174.7817 | -41.2905 | NO REPLY
Venues | R900300 | Wellington Town Hall | Level 2 north plant room | Aquaheat Carbofuel | PTL AR 500 S# 500-154-91 | Natural gas hot water boiler | 1991? | 0.58 |  |  |  |  | On demand | Enabled all year |  | All year - called on by OA temp |  | 70 | Natural gas | 700000 | kWh |  | Date not known, but tuned 6 monthly |  |  | Wellington | Wellington | 174.7769 | -41.2893
Venues | R911300 | Westpac Stadium | [23 empty] | Wellington | Wellington | 174.7859 | -41.273 | NO REPLY

## Wood Processing 17
Sector | ANZSIC Code | CompanyName | Boiler Site | Boiler Make | Boiler Model No. | Boiler Type | Year Installed | Size MW | Output Type | Maximum Output Amount t/hr | Normal Operating Pressure bar | Normal Operating Output MW | Normal Hours Operated per Day | Normal Days Operated per Year | Boiler Annual Heat Output GWh | Winter Heating Only? | Annual Cogen Elec.Output kWh | Normal Boiler Operating Temperature oC | Fuel Type | Annual Fuel Use for Boiler Only | Fuel Unit | Fuel CV kJ per Fuel Unit | Date of Last Boiler Tuning Report | Operating Efficiency | Annual CO2e Emissions t | Town | Region | GIS - Easting | GIS - Northing | NOTES 2 | NOTES 3
Wood Processing
Wood Processing |  | AHEAD LUMBER | POKENO | SCOTT |  | Watertube |  | 3.5 | [6 empty] | 29.4 |  |  |  | Wood waste, dry sawdust, shavings |  |  |  |  | 0.82 | 0 |  | Auckland
Wood Processing |  | AHEAD LUMBER | POKENO | Anderson- Vekos | 121833 | Firetube | 1998 | 3.5 | Steam |  |  |  | 24 | 350 |  | no |  |  | Sawdust/Shavings | [6 empty] | Pokeno | Auckland
Wood Processing | C141100 | ALAN JOHNSTON SAWMILLING | TUATAPERE |  |  | Heating plant less than 1 MWth | [20 empty] | Southland
Wood Processing |  | ARBOR REMANUFACTURING | MOUNT MAUNGANUI | SCOTT |  |  | 2000 | 5.5 | Hot Water | [5 empty] | 46.2 |  |  | 160 | Gas | [7 empty] | Bay of Pleanty
Wood Processing |  | ASHBURTON TIMBER | ASHBURTON | MORROW ENGINEERING, CHCH |  |  | 2000 | 3 | Steam | [5 empty] | 24.192 |  |  |  | Sawdust, wet sawdust (pre dried drying loop), coal |  |  |  |  | 0.6 | 0 |  | Canterbury
Wood Processing |  | ATS TIMBER WHOLESALERS | LEVIN |  |  | Heating plant less than 1 MWth | [20 empty] | Manawatu
Wood Processing |  | BELFAST TIMBER KILNS LTD | BELFAST | ANDERSON |  |  | 1964 | 3.5 | High Pressure Hot Water | [5 empty] | 26.46 |  |  | 167 | Coal or waste wood | [7 empty] | Canterbury
Wood Processing |  | BRIGHTWOOD | OTAUTAU | EASTEEL |  | Watertube | 2003 | 7 | Hot Water | [5 empty] | 40.32 |  |  |  | Shavings & sawdust | [7 empty] | Southland
Wood Processing |  | CAINS TIMBER | KAMO |  |  | Heating plant less than 1 MWth | [20 empty] | Northland
Wood Processing |  | CARTER HOLT HARVEY | TAUPO | EASTEEL |  | Firetube | 1988 | 3.4 | Hot Water | [8 empty] | 180 | Gas |  |  |  |  | 0.8 |  |  | Waikato
Wood Processing |  | CARTER HOLT HARVEY | MARSDEN POINT LVL | BABCOCK & WILCOX (EASTEEL) |  | Watertube | 2002 | 18 | Steam | 32 | 26 |  |  |  | 154.224 |  |  | 228 | Reject wood, veneer LVL, MDF, bark | [7 empty] | Northland
Wood Processing |  | CARTER HOLT HARVEY | ASHLEY | JOHN THOMPSON |  | Heated oil heat exchanger | 1994 | 18 | Heated Oil | [5 empty] | 151.2 |  |  |  | Wood waste |  |  |  |  | 0.8 | 0 |  | Canterbury
Wood Processing |  | CARTER HOLT HARVEY | WHAKATANE | JOHN THOMPSON |  | Watertube | 1953 | 16 | Superheated Steam | 20.5 | 31 |  |  |  | 134.4 |  |  | 370 | Coal and hog fuel |  |  |  |  | 0.78 | 56572.0615 |  | Bay of Pleanty
Wood Processing |  | CARTER HOLT HARVEY | WHAKATANE | JOHN THOMPSON |  | Watertube | 1937 | 14 | Superheated Steam | 18 | 31 |  |  |  | 117.6 |  |  | 370 | Coal |  |  |  |  | 0.78 | 49500.5538 |  | Bay of Pleanty
Wood Processing |  | CARTER HOLT HARVEY | WHAKATANE | JOHN THOMPSON |  | Watertube | 1937 | 14 | Superheated Steam | 18 | 31 |  |  |  | 117.6 |  |  | 350 | Coal |  |  |  |  | 0.78 | 49500.5538 |  | Bay of Pleanty
Wood Processing |  | CARTER HOLT HARVEY | WHAKATANE | FOSTER WHEELER (MCKENZIE & RIDLEY) |  | Watertube | 1973 | 34 | Superheated Steam | 38.6 | 31 | [6 empty] | 370 | Gas |  |  |  |  | 0.82 |  |  | Bay of Pleanty
Wood Processing |  | CARTER HOLT HARVEY | KOPU | EASTEEL |  | Firetube | 1989 | 3.6 | Hot Water |  | 1.4 |  |  |  | 29.6352 |  |  | 180 | Gas | [7 empty] | Waikato
Wood Processing |  | CARTER HOLT HARVEY | TOKOROA | SCOTT |  | Horizontal 2 pass dryback | 1994 | 2.8 | Steam | 3.63 | 10.34 |  |  |  | 17.472 |  |  | 140 | Gas | [7 empty] | Waikato
Wood Processing |  | CARTER HOLT HARVEY | CHH ECOPINE NELSON | VULCANO |  | Heated oil heat exchanger | 1986 | 15 | Heated Oil | [8 empty] | 275 | Sawdust & dry shaving | [7 empty] | Nelson
Wood Processing |  | CARTER HOLT HARVEY | PUTARURU | MAXITHERM |  | Firetube | 1988 | 6 | Saturated Steam |  | 11 |  |  |  | 48.384 |  |  |  | Sawdust & dry shaving | [7 empty] | Waikato
Wood Processing |  | CARTER HOLT HARVEY | PUTARURU | MAXITHERM |  | Firetube | 1988 | 6 | Saturated Steam |  | 11 |  |  |  | 48.384 |  |  |  | Dry wood shavings | [7 empty] | Waikato
Wood Processing |  | CARTER HOLT HARVEY | PENROSE |  |  | No heating plant | [20 empty] | Auckland
Wood Processing |  | CARTER HOLT HARVEY | TAUPO |  |  | Geothermal steam |  | 10 | [10 empty] | Gas | [7 empty] | Waikato
Wood Processing |  | CARTER HOLT HARVEY | KAWERAU PROCESSING YARD |  |  | Geothermal steam | [20 empty] | Bay of Pleanty
Wood Processing |  | CARTER HOLT HARVEY | ROTORUA BOILER | SCOTT |  | Firetube | 1983 | 1 | Saturated Steam |  | 9 | [6 empty] | 180 | Gas | [7 empty] | Bay of Pleanty
Wood Processing |  | CARTER HOLT HARVEY | ROTORUA BOILER | EASTEEL |  | Firetube | 1998 | 3 | Saturated Steam |  | 10 | [6 empty] | 184 | Gas | [7 empty] | Bay of Pleanty
Wood Processing |  | CARTER HOLT HARVEY | ROTORUA BOILER | EASTEEL |  | Firetube | 1998 | 3 | Saturated Steam |  | 10 | [6 empty] | 184 | Gas | [7 empty] | Bay of Pleanty
Wood Processing |  | CARTER HOLT HARVEY | ROTORUA BOILER | SCOTT |  | Firetube | 1983 | 1 | Saturated Steam |  | 9 | [6 empty] | 180 | Gas | [7 empty] | Bay of Pleanty
Wood Processing |  | CARTER HOLT HARVEY | RAINBOW MOUNTAIN KILNS | EASTEEL |  |  |  | 10
Wood Processing | C149300 | CARTER HOLT HARVEY | Mt Maunganui Plywood | ANDERSON |  | Watertube | 1983 | 1.2 | Steam | 1.8 | 9 |  |  |  | 7.2 |  |  | 180 | Gas | [7 empty] | Bay of Pleanty
Wood Processing | C149300 | CARTER HOLT HARVEY | Mt Maunganui Plywood | ANDERSON |  | Watertube | 1983 | 1.2 | Steam | 1.8 | 9 |  |  |  | 7.2 |  |  | 180 | Gas | [7 empty] | Bay of Pleanty
Wood Processing | C149300 | CARTER HOLT HARVEY | Mt Maunganui Plywood | SCOTT |  | Watertube | 2002 | 1.2 | Steam | 1.8 | 9 |  |  |  | 7.2 |  |  | 180 | Gas | [7 empty] | Bay of Pleanty
Wood Processing | C149300 | CARTER HOLT HARVEY | Mt Maunganui Plywood | SCOTT |  | Watertube | 1990 | 1.2 | Steam | 1.8 | 9 | [6 empty] | 180 | Gas | [7 empty] | Bay of Pleanty
Wood Processing | C149300 | CARTER HOLT HARVEY | Mt Maunganui Plywood | JOHN THOMPSON |  |  | 1978 | 3 | Steam | 4.54 |  |  |  |  | 17.28 |  |  |  | Wood waste | [7 empty] | Bay of Pleanty
Wood Processing | C149300 | CARTER HOLT HARVEY | LAMINEX GROUP KUMEU |  |  |  |  | 20 | [6 empty] | 171.36 |  |  |  | Wood waste | [7 empty] | Auckland
Wood Processing |  | CARTER HOLT HARVEY | TAUPO |  |  |  |  | 10 | [10 empty] | Gas | [7 empty] | Waikato
Wood Processing | C149300 | CARTER HOLT HARVEY | LAMINEX GROUP KUMEU | KONUS |  |  |  | 0.7 | Heated Oil | [5 empty] | 5.9976 |  |  |  | Oil/Diesel |  |  |  |  | 0.7 | 2143.7136 |  | Auckland
Wood Processing |  | CARTER HOLT HARVEY | ROTORUA SAWMILL |  |  |  | 2008 | [19 empty] | Bay of Pleanty
Wood Processing |  | CARTER HOLT HARVEY | Roundwood Tokoroa | MAXITHERM |  |  |  | 3 | Steam | [5 empty] | 25.2 |  |  |  | Gas | [7 empty] | Waikato
Wood Processing |  | CARTER HOLT HARVEY | Roundwood Tokoroa | EASTEEL |  |  |  | 3 | Steam | [5 empty] | 25.2 |  |  |  | Gas | [7 empty] | Waikato
Wood Processing |  | CARTER HOLT HARVEY | KOPU | EASTEEL |  | Firetube | 2004 | 6 | Hot Water |  | 10 | [6 empty] | 140 | Gas | [7 empty] | Waikato
Wood Processing |  | CARTER HOLT HARVEY & NORSKE SKOG JV | ENERGYCO | FOSTER WHEELER (MCKENZIE & RIDLEY) |  | Watertube | 1956 | 60 | Superheated Steam | 68 | 44.8 |  |  |  | 504 |  |  | 380 | Hog and Fuel oil
Wood Processing |  | CARTER HOLT HARVEY & NORSKE SKOG JV | ENERGYCO | COMBUSTION ENGINEERING |  | Watertube | 1956 | 60 | Superheated Steam | 68 | 44.8 |  |  |  | 504 |  |  | 380 | Hog and Fuel oil |  |  |  |  | 0.8 | 0
Wood Processing |  | CARTER HOLT HARVEY KINLEITH | CHH KINLEITH COGEN | JOHN THOMPSON |  | Eckrohrkessel, bottom supported, corner tubeboiler | 1998 | 160 | Superheated Steam | 180 | 45 |  |  |  | 1344 |  | 280000 | 400 | Woodwaste & gas |  |  |  |  | 0.61 | 198295.082 |  | Waikato
Wood Processing |  | CARTER HOLT HARVEY KINLEITH | KINLEITH RECOVERY BOILER | COMBUSTION ENGINEERING |  | Watertube |  | 180 | Steam | 140 | 45 |  |  |  | 1512 |  |  | 400 | Black liquor |  |  |  |  | 0.62 | 0 |  | Waikato
Wood Processing |  | CARTER HOLT HARVEY KINLEITH | KINLEITH RECOVERY BOILER | COMBUSTION ENGINEERING |  | Waterwall |  | 160 |  | 188 | 45 |  |  |  | 1344 |  |  | 400 | Black liquor |  |  |  |  | 0.56 | 0 |  | Waikato
Wood Processing |  | CARTER HOLT HARVEY KINLEITH | KINLEITH BOILER NO 1 | COMBUSTION ENGINEERING |  | Waterwall | 1970 | 89 | Steam | 110 | 24 |  |  |  | 747.6 |  |  | 256 | Gas |  |  |  |  | 0.82 | 173297.3268 |  | Waikato
Wood Processing |  | CARTER HOLT HARVEY KINLEITH | BOILER 1 | KONUS |  | Heated oil heat exchanger | 1984 | 6 | Heated Oil |  | 2 | [6 empty] | 230 | Gas
Wood Processing |  | CARTER HOLT HARVEY KINLEITH | KINLEITH KILNS |  |  | Direct fired heater | 1987 | 10 | [10 empty] | Gas | [7 empty] | Waikato
Wood Processing |  | CARTER HOLT HARVEY KINLEITH | KINLEITH |  |  | No heating plant | [20 empty] | Waikato
Wood Processing |  | CITY FORESTS MILTON | CITY FORESTS MILTON | VEKOS | 425 AS | Firetube | 2005 | 4 | Hot Water |  | 7 | 3 MW | 24 | 330 | 33.264 | no |  | 700 | Kai Point or Shavings | 3100 tonnes | Tonnes |  | 2010-11-23 |  |  | Milburn | Otago | 170.004 | -46.0763
Wood Processing |  | CLAYMARK | KATIKATI | EASTEEL |  |  | 2003 | 7 | High Pressure Hot Water | [5 empty] | 56.448 |  |  |  | Wood waste | [7 empty] | Bay of Pleanty
Wood Processing |  | COASTPINE | COASTPINE | JOHN THOMPSON |  |  | 2000 | 6 | Hot Water |  | 10 |  |  |  | 51.408 |  |  | 150 | Shavings & sawdust |  |  |  |  | 0.5 | 0
Wood Processing | C141100 | COLVILLE SAWMILLING | COLVILLE SAWMILLING |  |  | Direct fired heater | 2008 | [11 empty] | Wood waste | [7 empty] | Waikato
Wood Processing |  | CRAIGPINE TIMBER | WINTON | VULCANO |  | Watertube | 2001 | 7 | High Pressure Hot Water | [5 empty] | 57.624 |  |  | 170 | Wood waste, dry sawdust, shavings | [7 empty] | Southland
Wood Processing |  | CRAIGPINE TIMBER | WINTON | VULCANO |  | Watertube | 2001 | 7 | High Pressure Hot Water | [8 empty] | 170 | Wood waste, dry sawdust, shavings | [7 empty] | Southland
Wood Processing |  | CRAIGPINE TIMBER | WINTON | Anderson |  | Watertube | 2002 | 7 | Hot Water |  | 8.5 |  |  |  | 57.624 |  |  | * | wood | [6 empty] | Winton | Southland
Wood Processing |  | CRAIGPINE TIMBER | WINTON | Scott |  | Watertube | 2002 | 7 | Hot Water |  | 8.5 |  |  |  | 57.624 |  |  | * | wood | [6 empty] | Winton | Southland
Wood Processing |  | DASHWOOD TIMBER | RENWICK
Wood Processing | C141100 | DAVIS SAWMILLING | Davis Sawmilling |  |  |  | 1978 | 1 | Hot Water | [5 empty] | 6.72 |  |  | 145 | Wood waste |  |  |  |  | 0.65 | 0
Wood Processing | C141100 | DONELLEY SAWMILLERS | REPOROA | WATERWIDE HEAT EXCHANGER |  | Watertube | 2003 | 1.76 | High Pressure Hot Water | [5 empty] | 14.1926 |  |  | 120 | Shavings & sawdust | [7 empty] | Waikato
Wood Processing |  | DONGWHA PATINNA NZ LTD | MATAURA | EASTEEL |  |  | 1997 | 34 | Saturated Steam |  | 13 |  |  |  | 285.6 |  |  | 180 | Waste bark, reject MDF, sander dust | [7 empty] | Southland
Wood Processing |  | E H FAZACKERLEY | STRATFORD |  |  | No heating plant | [20 empty] | Taranaki
Wood Processing |  | EARNSLAW ONE | BLUE MOUNTAIN LUMBER TAPANUI | EASTEEL |  | Waterwall | 2000 | 10 | Superheated Steam | 12 | 28.5 |  |  |  | 80.64 |  | 4840000 | 400 | Wood waste
Wood Processing |  | EAST COAST LUMBER | WAIROA |  |  | Heating plant less than 1 MWth | [20 empty] | Hawke's Bay
Wood Processing |  | EASTOWN TIMBER | EASTOWN TIMBER | ANDERSON |  |  | 1978 | 1.1 | Saturated Steam | 1.81 | 10 | [7 empty] | Gas
Wood Processing |  | ECOWOOD | ECOWOOD | MORROW ENGINEERING, CHCH |  |  | 1982 | 1.2 | Hot Water | [5 empty] | 7.056 |  |  | 60 | Dry wood shavings
Wood Processing | C141100 | EUROCELL SAWMILLING | UPPER HUTT | ANDERSON |  |  | 1993 | 3.8 | Hot Water | [5 empty] | 31.92 |  |  | 160 | Gas |  |  |  |  | 0.8 | 7584.192 |  | Wellington
Wood Processing | C141100 | EUROCELL SAWMILLING | MASTERTON |  |  |  | 2002 | 1.5 | [10 empty] | Oil/Diesel | [7 empty] | Wellington
Wood Processing | C141100 | FINDLATER SAWMILLING | WINTON | JOHN THOMPSON |  | Triple pass economic wet back | 1968 | 6 | Hot Water |  | 10.5 | [6 empty] | 170 | Wood waste | [6 empty] | Tussock Creek No 1 R.D., Winton | Southland
Wood Processing | C141100 | FINDLATER SAWMILLING | WINTON | BABCOCK & WILCOX |  | Triple pass economic wet back | 1986 | 4 | Steam |  | 10.5 | [6 empty] | 170 | Wood waste | [6 empty] | Tussock Creek No 1 R.D., Winton | Southland
Wood Processing | C141100 | FINDLATER SAWMILLING | WINTON | BABCOCK & WILCOX |  |  | 2003 | 4 | steam |  | 10 |  |  |  | 1 MW |  | 375kw @ 0.8PF * | 180 | wood and coal | 8 - 10 m3 daily |  |  |  | 0.88 | 1200 from coal | Tussock Creek No 1 R.D., Winton | Southland
Wood Processing |  | FLIGHT TIMBERS | BLENHEIM | VEKOS |  | Firetube | 1982 | 6 | Hot Water |  | 10.4 |  |  |  | 47.376 |  |  | 170 | Wood waste | [7 empty] | Malborough
Wood Processing |  | FOGARTY INDUSTRIES | INVERCARGILL | FOGARTY |  | Coiled pipe | 2002 | 1 | Hot Water |  | 7 | [6 empty] | 120 | Lignite | [7 empty] | Southland
Wood Processing |  | FOREST LUMBER |  | ANDERSON |  |  | 1978 | 1.2 | Hot Water | [5 empty] | 0.48 |  |  | 100 | Coal
Wood Processing | C141100 | FOXTON SAWMILLING | FOXTON |  |  | Heating plant less than 1 MWth | [12 empty] | Coal |  |  |  |  | 0.75 |  |  | Wellington
Wood Processing |  | GLOBAL FOREST PARTNERS | KAITUNA MILL | SCOTT |  | Firetube | 1981 | 4.2 | Saturated Steam |  | 9.5 |  |  |  | 35.9856 |  |  |  | Wood waste |  |  |  |  | 0.65 | 0 |  | Bay of Pleanty
Wood Processing |  | GLOBAL FOREST PARTNERS | KAITUNA MILL | SCOTT |  | Firetube | 1967 | 2.5 | Saturated Steam |  | 9.5 |  |  |  | 21.42 |  |  |  | Wood waste |  |  |  |  | 0.65 | 0 |  | Bay of Pleanty
Wood Processing |  | GREAT SOUTHERN | INVERCARGILL | SCOTT |  | Firetube | 1988 | 1.2 | Hot Water |  | 10.4 |  |  |  | 2.88 |  |  | 186 | Oil/Diesel | [7 empty] | Southland
Wood Processing |  | GREAT SOUTHERN | OAMARU |  |  | Heating plant less than 1 MWth | 1985 | 0.2 | Hot Water | [5 empty] | 1.6128 |  |  |  | Lignite | [7 empty] | Otago
Wood Processing |  | GUYCO | GUYCO |  |  |  | 2008 |  | Hot Water | [9 empty] | Wood waste
Wood Processing | C141100 | HERBERT SAWMILLING | WAIAIAKARUA |  |  | No heating plant | [20 empty] | Otago
Wood Processing |  | HERMAN TIMBER | HIKURANGI |  |  | Heating plant less than 1 MWth | [6 empty] | 8 | 220 |  |  |  | 400 to 500 | Natural gas, wood waste |  | tonnes |  |  |  |  | Hikurangi |  |  |  | Gasafier with firebox,filter and cooling fan. To produce gas to run 2x450hp desiel generators. | We have two old but very efficent desiel electric generator motors that we have had running on gas produced from burning wood waste in a gasafier.
Wood Processing |  | HEWVAN TIMBER | HEWVAN TIMBER | VEKOS |  |  | 1968 | 1 | Hot Water |  | 8 |  |  |  | 3.864 |  |  | 148 | Coal or waste wood
Wood Processing |  | HOLLOWS TIMBER | HOLLOWS TIMBER |  |  |  | 2008
Wood Processing |  | HUNTER HILLS LUMBER | WAIMATE | SCOTT |  | Watertube | 2003 | 5 | Steam | [5 empty] | 40.32 |  |  | 150 | Sawdust & dry shaving | [7 empty] | Canterbury
Wood Processing |  | HUNTERS (1998) LTD | HUNTERS (1998) LTD | ANDERSON VEKOS |  |  | 1984 | 0.9 | Steam | 1.36 | 10.34 |  |  |  | 1.728 |  |  | 186 | Dry wood shavings | [10 empty] | General Manager | 03 544 6006
Wood Processing | C141100 | INANGAHUA SAWMILLING | INANGAHUA SAWMILLING |  |  |  |  | 1
Wood Processing | A030200 | J F TOWNSEND LOGGING | MANGAWEKA |  |  | No heating plant | [20 empty] | Manawatu
Wood Processing |  | JENKIN TIMBER | HENDERSON |  |  | No heating plant
Wood Processing |  | JUKEN NISSHO | MASTERTON LVL | JOHN THOMPSON |  |  | 1992 | 29 | Steam | 40 | 26 |  |  |  | 243.6 |  |  | 228 | Reject wood, veneer LVL, MDF, bark | [7 empty] | wellington
Wood Processing |  | JUKEN NISSHO | GISBORNE LVL | JOHN THOMPSON |  | Watertube | 1994 | 32 | Saturated Steam | 40 | 24 |  |  |  | 258.048 |  |  |  | Reject wood, veneer LVL, MDF, bark |  |  |  |  | 0.82 | 0 |  | Gisborne |  |  | 06 377 4944
Wood Processing |  | JUKEN NISSHO | KAITAIA LVL | BABCOCK & WILCOX (EASTEEL) |  | Watertube | 2001 | 18 | Steam | 32 | 26 |  |  |  | 136.08 |  |  | 228 | Reject wood, veneer LVL, MDF, bark | [7 empty] | Northland |  |  | 09 408 0300
Wood Processing |  | JUKEN NISSHO | NORTHLAND MILL KAITAIA LVL | EASTEEL - STEAMPAC |  | Watertube | 2001 | 18 | Saturated Steam |  | 27 |  |  |  | 136.08 |  |  | 230 | Woodwaste and coal | [7 empty] | Northland |  |  | 06 869 1100
Wood Processing |  | JUKEN NISSHO | GISBORNE LVL | EASTEEL |  |  | 1997 | 5 | Steam | [9 empty] | Gas | [7 empty] | Gisborne
Wood Processing | C141100 | KAIHU VALLEY SAWMILL | KAIHU VALLEY |  |  | No heating plant
Wood Processing |  | KAIMATA | KAIMATA |  |  |  | 1996 | 0.2 | [6 empty] | 1.68 |  |  |  | Coal
Wood Processing |  | KEIGHLEYS TIMBER | KAIAPOI |  |  | Heating plant less than 1 MWth
Wood Processing | C141100 | KERIKERI STEAM SAWMILL | KERIKERI STEAM SAWMILL | BABCOCK & WILCOX |  | Firetube | 1965 | 0.84 | Steam | 3.86 | 10 |  |  |  | 1.8753 |  | 150000 |  | Wood waste |  |  |  |  | 0.55 | 0 |  | Northland
Wood Processing |  | KIWI LUMBER | DANNEVIRKE | SCOTT |  | Triple pass watertube | 2006 | 4.8 | High Pressure Hot Water |  | 15 |  |  |  | 40.32 |  |  | 160 | Shavings & sawdust | [7 empty] | manawatu
Wood Processing |  | KIWI LUMBER | DOMAIN RD PUTARURU | BABCOCK |  | Watertube | 1985 | 4.2 | Hot Water |  | 18 | [7 empty] | Gas
Wood Processing |  | KIWI LUMBER | MASTERTON | EASTEEL |  | Watertube | 2000 | 5 | Hot Water | [5 empty] | 41.16 |  |  |  | Wet sawdust, dry shavings |  |  |  |  | 0.6 | 0 |  | Wellington
Wood Processing |  | KIWI LUMBER | Domain Rd, Putaruru | Scotts |  | Firetube | 2008 | 7 | High pressure hot water |  |  |  | 24 | 235 | 58.8 | no |  | 165 | Sawdust/Shavings |  | Tonnes |  |  | 0.76 |  | Putaruru
Wood Processing |  | KIWI LUMBER | Dannevirke | Scotts |  | Firetube |  |  | High pressure hot water |  |  |  | 24 | 235 |  | no |  |  | Sawdust/Shavings |  | Tonnes |  |  |  |  | Putaruru | Manawatu
Wood Processing |  | KIWI LUMBER |  |  |  | Watertube |  |  | High pressure hot water |  |  |  | 24 | 235 |  | no |  |  | Sawdust/Shavings |  | Tonnes |  |  |  |  | Putaruru
Wood Processing |  | KLC | ROTORUA | VEKOS |  |  | 2001 | 6 | Hot Water | [5 empty] | 38.016 |  |  | 165 | Wood waste |  |  |  |  | 0.65 | 0 |  | Bay of Pleanty
Wood Processing |  | KLC | ROTORUA | VEKOS |  |  | 1998 | 4 | Hot Water | [5 empty] | 25.344 |  |  | 165 | Wood waste |  |  |  |  | 0.65 | 0 |  | Bay of Pleanty
Wood Processing |  | KOWHAI TIMBER | KOWHAI TIMBER |  |  | No heating plant
Wood Processing |  | LES O'LEARY | TOKOROA |  |  | Heating plant less than 1 MWth | [20 empty] | Waikato
Wood Processing |  | LINDSAY & DIXON | TUATAPERE | VEKOS |  |  | 1963 | 1.2 | Steam |  | 10 |  |  |  | 10.08 |  |  | 160 | Wood waste | [7 empty] | Southland
Wood Processing |  | LUMBERCORP NZ | TE KAUWHATA |  |  | Heating plant less than 1 MWth | [20 empty] | Waikato
Wood Processing |  | LUMBERCORP NZ | OHINEWAI |  |  | Watertube | 2006 | 4 | Steam |  | 10 |  |  |  | 33.6 |  |  |  | Coal
Wood Processing |  | LUMBERCORP NZ | OHINEWAI |  |  |  | 1998 | 2 | Steam |  | 10 |  |  |  | 16.8 |  |  |  | Coal
Wood Processing | C141100 | MAMAKU SAWMILLING | MAMAKU SAWMILLING | VEKOS |  | Watertube | 1998 | 2.75 | Hot Water |  | 10.34 |  |  |  | 22.638 |  |  | 188 | Dry wood shavings
Wood Processing | C141100 | MAMAKU SAWMILLING | NGONGOTAHA | VEKOS |  |  | 1980 | 1.25 | Hot Water |  | 10.34 | [6 empty] | 188 | Dry wood shavings
Wood Processing | C141100 | MAX BIRT SAWMILL | MAX BIRT SAWMILL | MORROW ENGINEERING, CHCH |  |  |  | 2.2 | Hot Water | [5 empty] | 16.632 |  |  | 160 | Wood waste |  |  |  |  | 0.6 | 0
Wood Processing |  | MCALPINES | RANGIORA | VEKOS |  | Watertube | 1976 | 2.75 | Hot Water | 4.32 | 9 |  |  |  | 23.1 |  |  | 170 | Coal | [7 empty] | Canterbury
Wood Processing |  | MCALPINES | RANGIORA | VEKOS |  | Firetube | 1985 | 0.9 | Hot Water | 1.59 | 10.3 |  |  |  | 7.56 |  |  | 127 | Coal | [7 empty] | Canterbury
Wood Processing |  | MCALPINES | RANGIORA | VEKOS |  | Watertube | 1982 | 2 | Hot Water | 3.45 | 9 |  |  |  | 16.8 |  |  | 170 | Wood waste | [7 empty] | Canterbury
Wood Processing |  | MCALPINES | ROTORUA | COMBUSTION ENGINEERING |  |  | 1978 | 2 | Hot Water | [5 empty] | 16.128 |  |  | 160 | Green sawdust | [7 empty] | Bay of Pleanty
Wood Processing |  | MCALPINES | ROTORUA | VEKOS |  | Watertube | 1978 | 2 | Hot Water | [5 empty] | 16.128 |  |  | 160 | Coal | [7 empty] | Bay of Pleanty
Wood Processing |  | MIKE LAMBERT LTD | MT MAUNGANUI STH |  |  | Heating plant less than 1 MWth | [20 empty] | Bay of Pleanty
Wood Processing | C141100 | MITCHELL BROS SAWMILLERS | DARFIELD | VEKOS |  |  | 1960 | 1.2 | Hot Water |  | 9 |  |  |  | 10.08 |  |  | 160 | Coal | [7 empty] | Canterbury
Wood Processing | C141100 | MITCHELL BROS SAWMILLERS | DARFIELD | FOGARTY |  |  | 2008 | 3 | [10 empty] | Wood waste | [7 empty] | Canterbury
Wood Processing |  | MITCHPINE PRODUCTS | MITCHPINE PRODUCTS | VEKOS |  |  | 1988 | 4 | Saturated Steam |  | 10 |  |  |  | 23.04 |  |  |  | Wood waste
Wood Processing |  | MITCHPINE PRODUCTS | MITCHPINE PRODUCTS | SCOTT |  |  | 1988 | 1 | Saturated Steam |  | 10 | [7 empty] | Oil/Diesel
Wood Processing |  | MOTUEKA LUMBER | MOTUEKA LUMBER | VEKOS |  |  | 1963 | 6.4 | Hot Water | [5 empty] | 51.6096 |  |  | 130 | Wood waste
Wood Processing |  | MOUTERE TIMBER | MOUTERE | ANDERSON |  | Firetube | 1997 | 5 | Hot Water |  | 9 |  |  |  | 41.16 |  |  | 155 | Sawdust & dry shaving
Wood Processing |  | NASEBY LUMBER | NASEBY |  |  | Heating plant less than 1 MWth | [20 empty] | Otago
Wood Processing |  | NELSON PINE INDUSTRIES | NELSON | EASTEEL | Babcock & Wilcox tower pack | Watertube | 2000 | 20 | Saturated Steam | 31 | 26 | 16 | 24 | 300 | 161.28 | no |  | 650 | Reject wood, veneer, LVL, MDF, bark | 110688000 | kWh |  |  |  |  | Richmond, Nelson |  | 173.1686 | -41.3238
Wood Processing |  | NELSON PINE INDUSTRIES | NELSON | NEI John Thompson | Kablitz grate, overfire dust burner, Hot oil heat exchanger | Heated oil heat exchanger | 1990 | 25 | Heated Oil | 8 | 11 | 13 | 24 | 340 | 168 | no |  | 900 | Reject wood, veneer, LVL, MDF, bark | 112596000 | kWh |  |  | 95 |  | Richmond, Nelson |  | 173.1686 | -41.3238
Wood Processing |  | NELSON PINE INDUSTRIES | NELSON | Thermo Products Ltd | Kablitz grate, overfire dust burner, Hot oil heat exchanger) | Heated oil heat exchanger | 1985 | 25 | Heated Oil | 8 | 11 | 13 | 24 | 340 | 168 | no |  | 900 | Reject wood, veneer, LVL, MDF, bark | 112596000 | kWh |  |  | 95 |  | Richmond, Nelson |  | 173.1686 | -41.3238
Wood Processing |  | NELSON PINE INDUSTRIES | NELSON | Bertrams Konus | Kablitz grate, overfire dust burner, Hot oil heat exchanger | Heated oil heat exchanger | 1990 | 35 | Heated Oil | 14 | 12 | 20 | 24 | 340 | 294 | no |  | 900 | Reject wood, veneer, LVL, MDF, bark | 168889000 | kWh |  |  | 95 |  | Richmond, Nelson |  | 173.1686 | -41.3238
Wood Processing |  | NEW ZEALAND WOOD MOULDINGS | TAERI | SCOTT |  | Watertube | 1993 | 8 | Hot Water |  | 10 |  |  |  | 67.2 |  |  | 160 | Dry wood shavings | [7 empty] | Otago
Wood Processing |  | NEW ZEALAND WOOD MOULDINGS | TAERI | SCOTT |  |  | 1993 |  | Hot Water |  | 10 | [7 empty] | Dry wood shavings | [7 empty] | Otago
Wood Processing | C141100 | NGAHERE SAWMILLING | GORE | JOHN THOMPSON |  | Watertube | 1983 | 3 | Hot Water | [5 empty] | 23.184 |  |  | 150 | Lignite | [7 empty] | Southland
Wood Processing | C141100 | NGAHERE SAWMILLING | GORE | SCOTT TAYLOR |  | Watertube | 2002 | 1 | Steam | 4.54 | 8 |  |  |  | 7.896 |  |  | 160 | Lignite | [7 empty] | Southland
Wood Processing | C141100 | NIAGARA SAWMILLING | INVERCARGILL | VEKOS, MORROW ENGINEERING FURNACE |  |  | 2001 | 10 | Hot Water | [5 empty] | 78.96 |  |  | 100 | Wood waste | [7 empty] | Southland
Wood Processing | C141100 | NORTH OTAGO SAWMILLING | OAMARU |  |  | No heating plant | [20 empty] | Otago
Wood Processing |  | NORTHERN PALLETS | HIKURANGI |  |  | Heating plant less than 1 MWth |  |  | Hot Water |  | 4.5 | [6 empty] | 77
Wood Processing |  | NORTHPINE LTD | WAIPU | VEKOS |  |  | 2008 | 4.2 | Saturated Steam |  | 10 |  |  |  | 35.28 |  |  |  | Wood waste | [7 empty] | Northland
Wood Processing |  | NORTHPINE LTD |  |  |  | fire tube |  | 3.5 | steam |  | 8 |  |  |  |  | no |  | 700
Wood Processing |  | NORTHPINE LTD | SILVERDALE | VEKOS |  |  | 1978 | 1 | Hot Water |  | 10 |  |  |  | 8.4 |  |  | 160 | Gas |  |  |  |  | 0.8 | 1995.84
Wood Processing |  | NZ SAWN PRODUCTS | NZ SAWN PRODUCTS | EASTEEL |  |  | 1992 | 1.5 | High Pressure Hot Water | [5 empty] | 12.6 |  |  | 150 | Gas
Wood Processing |  | NZ Sawn Products | Maewa Rd Feilding |  |  |  | 2009 consented | 5 | [10 empty] | Wood waste | [7 empty] | Manawatu
Wood Processing |  | OTAGO LUMBER | OTAGO LUMBER | MORROW ENGINEERING, CHCH |  |  | 1985 | 3.5 | Hot Water | [5 empty] | 29.988 |  |  | 154 | Sawdust & dry shaving |  |  |  |  | 0.5 | 0 | Dunedin | otago
Wood Processing |  | Otago Lumber | Bush Rd Mosgiel Dunedin |  |  |  | 2006 | 3 | [10 empty] | Wood waste + Coal |  | tonnes |  |  |  |  | Dunedin | otago
Wood Processing |  | P F OLSEN & CO | P F OLSEN |  |  | No heating plant
Wood Processing |  | PACIFIC PINE INDUSTRIES | PUTARARU | WATERWIDE HEAT EXCHANGER |  |  | 1997 | 2.5 | Hot Water | [5 empty] | 20.16 |  |  | 160 | Shavings & sawdust | [7 empty] | Waikato
Wood Processing |  | PAN PAC FOREST PRODUCTS LTD | WHIRINAKI | EASTEEL |  | Waterwall | 2002 | 42 | Superheated Steam |  | 60 |  |  |  | 352.8 |  | 58800000 | 450 | Wood waste | [7 empty] | Hawke's Bay
Wood Processing |  | PAN PAC FOREST PRODUCTS LTD | WHIRINAKI | FOSTER WHEELER (MCKENZIE & RIDLEY) |  |  | 1977 | 19 | Saturated Steam |  | 60 |  |  |  | 159.6 |  | 58800000 | 277 | Waste bark, sawdust | [7 empty] | Hawke's Bay
Wood Processing |  | PAPAKURA TIMBER PROCESSORS LTD | PAPAKURA | EASTEEL |  | Firetube | 1998 | 2.5 | Hot Water | [5 empty] | 12 |  |  | 164 | Gas | [7 empty] | Auckalnd
Wood Processing |  | PINEPAC | PINEPAC | ANDERSON VEKOS |  | Watertube | 1982 | 1 | Steam |  | 10 |  |  |  | 8.4 |  |  | 160 | Planer shavings, sawdust
Wood Processing |  | PINEPAC | PINEPAC | ANDERSON VEKOS |  | Watertube | 1981 | 1 |  |  | 10 |  |  |  | 8.4 |  |  | 160 | Planer shavings, sawdust |  |  |  |  | 0.7 | 0
Wood Processing |  | PINEPAC | PINEPAC | ANDERSON VEKOS |  | Watertube | 1981 | 1 |  |  | 10 |  |  |  | 8.4 |  |  | 160 | Planer shavings, sawdust |  |  |  |  | 0.7 | 0
Wood Processing |  | PINEPAC | PINEPAC | ANDERSON VEKOS |  | Watertube | 1981 | 1 |  |  | 10 |  |  |  | 8.4 |  |  | 160 | Planer shavings, sawdust |  |  |  |  | 0.7 | 0
Wood Processing |  | PITZAC | WANGANUI | EASTEEL |  | Heating plant less than 1 MWth | 1980 |  | Saturated Steam |  | 1 | [6 empty] | 120 | Gas |  |  |  |  | 0.7 |  |  | Manawatu
Wood Processing |  | PRESTIGE LUMBER | OHINEWAI |  |  | No heating plant
Wood Processing |  | PRIME PINE LTD | MOTUEKA | MORROW ENGINEERING, CHCH |  | Triple pass watertube | 2001 | 2.3 | Hot Water |  | 10 |  |  |  | 19.32 |  |  | 160 | Sawdust & dry shaving | [7 empty] | Nelson |  |  | 03 319 7505
Wood Processing | C141100 | PRIME SAWMILLS | PRIME SAWMILLS | KONUS |  |  | 1978 | 5 | Heated Oil | [5 empty] | 39.48 |  |  |  | Wood waste |  |  |  |  | 0.6 | 0
Wood Processing | C141100 | PUKEPINE SAWMILLS | SAWMILL | SCOTT |  | Watertube | 1999 | 4 | Hot Water |  | 7 |  |  |  | 33.6 |  |  | 160 | Green sawdust |  |  |  |  | 0.5 | 0
Wood Processing | C141100 | PUKEPINE SAWMILLS | MOULDING | VEKOS |  | Watertube | 1983 | 6 | Hot Water |  | 7 |  |  |  | 50.4 |  |  | 150 | Dry wood shavings |  |  |  |  | 0.73 | 0
Wood Processing | C141100 | PUKEPINE SAWMILLS | SAWMILL BACK UP | EASTEEL HEAT EXCHANGER "WYSUP" BURNER |  | Watertube | 1988 | 2 | Hot Water |  | 7 | [6 empty] | 160 | Gas
Wood Processing |  | R H TREGOWETH | R H TREGOWETH | SCOTT |  | Watertube | 1996 | 2 | Hot Water | 6.5 | 10 | [6 empty] | 160 | Gas
Wood Processing |  | R H TREGOWETH | R H TREGOWETH | SCOTT |  |  | 2004 | 4 | High Pressure Hot Water |  | 12 | [6 empty] | 170 | Wood waste, dry sawdust, shavings |  |  |  |  | 0.83
Wood Processing |  | R H TREGOWETH | Te Kuiti | Dittinger |  | Watertube | 2005 | 5 | High Pressure Hot Water | 5 mgw | 8 | 3 mgw | 24 | 330 | 42 | no |  | 160 | Sawdust/Shavings |  | tonnes |  | * |  |  | Te Kuiti | Waikato |  |  | * dont tune as we are not at max effecnecy
Wood Processing | C141100 | REDSTAG TIMBER (WAIPA SAWMILL) | WAIPA SAWMILLS |  |  |  |  | 3.5 | Steam | [9 empty] | Hog fuel |  |  |  |  | 0.75
Wood Processing | C141100 | REDSTAG TIMBER (WAIPA SAWMILL) | PLANT 1 | BABCOCK & WILCOX |  | Watertube | 1985 | 20 | Superheated Steam | 28 | 42 |  |  |  | 164.64 |  | 24700000 | 482 | Wood waste
Wood Processing | C141100 | REDSTAG TIMBER (WAIPA SAWMILL) | PLANT 1 | JOHN THOMPSON |  | Watertube | 1992 | 20 | Superheated Steam | 28 | 42 |  |  |  | 164.64 |  | 24700000 | 482 | Waste bark, sawdust
Wood Processing |  | Rosebank Timber | Main South Rd RD 3 Balclutha |  |  |  |  | 1.5 | [10 empty] | Coal | 1200? | tonnes | 20 |  |  |  | Balclutha | Otago
Wood Processing |  | Rosebank Timber | Main South Rd RD 3 Balclutha |  |  |  |  | 1.5 | [10 empty] | Wood waste | 1400? | tonnes |  |  |  |  | Balclutha | Otago
Wood Processing | C141100 | ROSVALL SAWMILL | WHANGAREI | VEKOS |  | Firetube 3 pass | 1982 | 2.74 | Saturated Steam |  | 11 | [6 empty] | 188 | Dry wood waste | [7 empty] | Bay of Pleanty
Wood Processing | C141100 | ROSVALL SAWMILL | WHANGAREI | VEKOS |  | Firetube | 1982 | 4.25 | Saturated Steam | [5 empty] | 35.7 |  |  | 184 | Wood waste |  |  |  |  | 0.7 | 0 |  | Bay of Pleanty
Wood Processing | C141100 | ROSVALL SAWMILL | Whareora Rd Whangarei | Vekos | 425 Vekos | Firetube | 2007 | 4.25 | Steam |  | 9 Bar | * up to 4.25 MW | 24 | 280 days |  | no |  | Fire Box 750 degrees | Wood waste | 4230 Dry Tonne Wood Waste | Tonnes |  | 2011-03-30 |  |  | Whangarei | Bay of Pleanty |  |  | * up to 4.25MW Ave 2.5MW approx.
Wood Processing |  | RUAHINE TIMBER | RUAHINE TIMBER | SCOTT |  |  | 1983 | 1.4 | Saturated Steam |  | 10 |  |  |  | 4.2 |  |  |  | Oil/Diesel
Wood Processing | C141100 | RURAL SAWMILLING | NIGHTCAPS |  |  | Heating plant less than 1 MWth
Wood Processing | C141100 | SELWYN SAWMILLS | SELWYN |  |  | No heating plant
Wood Processing | C141100 | SHANDS ROAD SAWMILLS now SRS | CHRISTCHURCH | VEKOS, MORROW ENGINEERING FURNACE |  | Firetube | 2001 | 8 | High Pressure Hot Water | [5 empty] | 63.168 |  |  | 160 | Wood waste, green sawdust | [7 empty] | Canterbury
Wood Processing |  | SOUTH PINE | NELSON | VEKOS |  | Firetube | 2000 | 3.75 | Hot Water |  | 12 | [6 empty] | 165 | Dry wood shavings | [7 empty] | Nelson
Wood Processing |  | SOUTH PINE | NELSON | SCOTT COMBUSTION |  | Firetube | 1992 | 4 | High Pressure Hot Water |  | 12 | [6 empty] | 165 | Sawdust, wet sawdust (pre dried drying loop), coal |  |  |  |  | 0.8 |  |  | Nelson
Wood Processing |  | SOUTHERN CROSS FOREST PRODUCTS | MILTON | JOHN THOMPSON |  | Waterwall | 1995 | 4.2 | Hot Water |  | 12 |  |  |  | 33.8688 |  |  | 150 | Waste bark, sawdust |  |  |  |  | 0.8 | 0 |  | Otago
Wood Processing |  | SOUTHERN CROSS FOREST PRODUCTS | THAMES TIMBER | EASTEEL |  | Firetube |  | 8 | Hot Water |  | 8 | [6 empty] | 160 | LPG/Butane
Wood Processing |  | SOUTHERN CROSS FOREST PRODUCTS | THAMES TIMBER | VISDAMAX |  | Firetube | 2007 | 4.5 | Hot Water |  | 11 |  |  |  | 38.556 |  |  | 160 | Wood waste
Wood Processing |  | SOUTHERN CROSS FOREST PRODUCTS | THAMES TIMBER | VISDAMAX |  | Firetube | 2007 | 4.5 | Hot Water |  | 11 |  |  |  | 38.556 |  |  | 160 | Wood waste
Wood Processing |  | SOUTHERN LUMBER CO | INVERCARGILL |  |  | No heating plant | [17 empty] | 0.75 |  |  | Southland
Wood Processing |  | SOUTHERN PINE PRODUCTS | Greymouth | COCKRAM |  |  | 2006 | 2.5 | [6 empty] | 12.6 |  |  |  | Wood waste | [7 empty] | West Coast
Wood Processing |  | SOUTHERN PINE PRODUCTS | Greymouth | COCKRAM |  |  | 2006 | 2.5 | [6 empty] | 12.6 |  |  |  | Wood waste | [7 empty] | West Coast
Wood Processing | C149300 | SOUTHLAND VENEERS LTD | SOUTHLAND VENEERS | ANDERSON |  | Firetube | 1968 | 5 | Steam | 9.091 | 11.03 | [6 empty] | 188 | Coal | [7 empty] | Southland
Wood Processing | C149300 | SOUTHLAND VENEERS LTD | SOUTHLAND VENEERS | ANDERSON |  | Firetube | 1968 | 5 | Steam | 9.091 | 11.03 | [6 empty] | 188 | Coal |  |  |  |  | 0.6 |  |  | Southland
Wood Processing | C149300 | SOUTHLAND VENEERS LTD | SOUTHLAND VENEERS | ANDERSON |  | Firetube | 1968 | 3 | Steam | 5.989 | 10.34 | [6 empty] | 184 | Lignite |  |  |  |  | 0.6 |  |  | Southland
Wood Processing | C149300 | SOUTHLAND VENEERS LTD | 9 Matheson Road, Kennington | Anderson | 137759 | Firetube | 1999 2nd hand | 5.7 | Saturated steam | 8.5T | 10 | 4T | 24 | 200/250 |  | no |  | 800/850 Backend | * Coal chips/Fines | 3500T | Tonnes |  |  | 0.72 |  | Invercargill | Southland
Wood Processing | C149300 | SOUTHLAND VENEERS LTD | 9 Matheson Road, Kennington | Anderson | 137760 | Firetube | 1999 2nd hand | 5.7 | Saturated steam | 8.5T | 10 | 4T | 24 | 200/250 |  | no |  | 800/850 Backend | * Coal chips/Fines | 3500T | Tonnes |  |  | 0.72 |  | Invercargill | Southland
Wood Processing |  | SOUTHWOOD MILLING | MOTUEKA |  |  | No heating plant | [17 empty] | 0.44 |  |  | Nelson
Wood Processing |  | STILLWATER LUMBER | STILLWATER LUMBER | COCKRAM |  | Watertube | 1970 | 3 | Saturated Steam |  | 6 |  |  |  | 24.192 |  |  | 140 | Wood waste
Wood Processing |  | STUART TIMBER COMPANY LTD | TAPANUI | FOGARTY |  | Direct fired heater | 1999 | 0.5 | [6 empty] | 3.78 |  |  |  | Lignite | [7 empty] | Otago
Wood Processing |  | SUTHERLAND & CO | KAIAPOI | ANDERSON VEKOS |  | Waterwall | 2001 | 2.75 | Steam |  | 7 |  |  |  | 24.024 |  |  | 135 | Shavings & sawdust |  |  |  |  | 0.6 | 0
Wood Processing |  | T & J McILWAINE | T & J McILWAINE |  |  |  | 2008 | [11 empty] | Gas
Wood Processing |  | T C MILLING LTD | WAIPAWA | NO BOILER |  | No heating plant | [20 empty] | Hawke's Bay
Wood Processing |  | TACHIKAWA FOREST PRODUCTS | ROTORUA | EASTEEL |  | Waterwall | 1999 | 8 | Hot Water |  | 13 |  |  |  | 64.512 |  |  | 160 | Wood waste | [7 empty] | Bay of Pleanty
Wood Processing | C141100 | TANNER SAWMILLS | Tairua | NO BOILER |  | No heating plant | 2008
Wood Processing | C141100 | TANNER SAWMILLS | Kaitaia | NO BOILER |  | No heating plant | [20 empty] | Northland
Wood Processing | C141100 | TANNER SAWMILLS | KEREPEHI | KONUS |  | Heated oil heat exchanger | 1974 | 4.5 | Heated Oil | [8 empty] | 270 | Wood waste
Wood Processing | C141100 | TARANAKI SAWMILLS | TARANAKI SAWMILLS | VEKOS |  | Watertube | 1973 | 4 | Hot Water |  | 10 |  |  |  | 32.256 |  |  | 165 | Dry shavings & hog fuel | [7 empty] | Taranaki
Wood Processing | C141100 | TARANAKI SAWMILLS | TARANAKI SAWMILLS | VEKOS |  | Watertube | 1973 | 4 | Hot Water |  | 10 |  |  |  | 32.256 |  |  | 165 | Dry shavings & hog fuel | [7 empty] | Taranaki
Wood Processing | C141100 | TARANAKI SAWMILLS | TARANAKI SAWMILLS | ENTEC |  | Watertube | 2008 | 2.3 | Hot Water |  | 10 |  |  |  | 18.5472 |  |  | 165 | Green sawdust | [7 empty] | Taranaki
Wood Processing |  | TENON (previously FLETCHER CHALLENGE FORESTS) | FLETCHER CHALLENGE FORESTS | EASTEEL |  | Firetube | 1998 | 2.2 | Saturated Steam |  | 9.9 | [6 empty] | 184 | Gas |  |  |  |  | 0.84
Wood Processing |  | TIMBERLANDS WEST COAST LTD | TIMBER LANDS WC |  |  | No heating plant
Wood Processing |  | Tumu Timbers | 1215 Maraekakaho Rd Hastings |  |  |  | 2007 consented | 1.5 | [10 empty] | Waste oil | [7 empty] | Hawke's Bay
Wood Processing |  | W CRIGHTON & SON | W CRIGHTON & SON | SCOTT |  | Watertube | 1999 | 3 | Hot Water |  | 10 |  |  |  | 24.192 |  |  | 160 | Gas
Wood Processing |  | WAIMATE TIMBER | WAIMATE |  |  | Heating plant less than 1 MWth | [20 empty] | Canterbury
Wood Processing | C141100 | WAIMEA SAWMILLERS | WAIMEA SAWMILLERS | VEKOS |  | Watertube | 1982 | 6 | Hot Water |  | 11 |  |  |  | 45.36 |  |  | 162 | Sawdust & dry shaving
Wood Processing | C141100 | WAIMEA SAWMILLERS | WAIMEA SAWMILLERS |  |  |  | 2006 | 2 | [6 empty] | 15.12 |  |  |  | Shavings & sawdust
Wood Processing |  | WAIPAWA TIMBER SUPPLIES | WAIPAWA TIMBER SUPPLIES | EASTEEL |  |  | 1996 | 3 | Hot Water |  | 12 |  |  |  | 25.704 |  |  | 135 | Gas | [7 empty] | Hawke's Bay
Wood Processing |  | WAIPAWA TIMBER SUPPLIES | WAIPAWA TIMBER SUPPLIES | SCOTT |  |  | 2008 | 1 | Saturated Steam |  | 8 |  |  |  | 8.568 |  |  |  | Gas | [7 empty] | Hawke's Bay
Wood Processing |  | WAIROA TIMBER PROCESSORS | WAIROA TIMBER PROCESSORS | FOGARTY |  |  | 2007 | 2 | Hot Water | [5 empty] | 16.8 |  |  | 130 | Wood waste, dry sawdust, shavings | [7 empty] | Hawke's Bay
Wood Processing |  | WAIROA TIMBER PROCESSORS | WAIROA TIMBER PROCESSORS | FOGARTY |  |  | 2007 | 2 | Hot Water | [5 empty] | 16.8 |  |  | 130 | Wood waste, dry sawdust, shavings | [7 empty] | Hawke's Bay
Wood Processing |  | Wairoa Timber Processors | 14 Crarer St Wairoa |  |  |  | 2011 consented | 2.7 | [10 empty] | Wood waste/coal | [7 empty] | Hawke's Bay
Wood Processing |  | Wairoa Timber Processors | 14 Crarer St Wairoa |  |  |  | 2011 consented | 5 | [10 empty] | Wood waste/coal | [7 empty] | Hawke's Bay
Wood Processing | C141100 | WAITETI SAWMILLS | WAITETI SAWMILLS | EASTEEL |  | Watertube | 2001 | 3 | Hot Water |  | 7 |  |  |  | 24.192 |  |  | 160 | Sawdust & dry shaving
Wood Processing |  | WATTS TO MILL | WAIPUKURAU |  |  | No heating plant | [20 empty] | Hawke's Bay
Wood Processing | C141100 | WAVERLEY SAWMILLS | WAVERLEY | EASTEEL |  |  | 1997 | 2 | Steam | [5 empty] | 16.8 |  |  |  | Gas | [7 empty] | Taranaki
Wood Processing |  | WE WHILEY & SON | WE WHILEY & SON | JOHN THOMPSON |  | Watertube | 2002 | 4.5 | Hot Water | [5 empty] | 37.8 |  |  | 150 | Planer shavings, sawdust
Wood Processing |  | WENITA FOREST PRODUCTS | ROSEBANK SAWMILL, BALCLUTHA | SCOTT |  | Firetube | 1994 | 2 | Hot Water |  | 10 |  |  |  | 16.128 |  |  | 165 | Coal | [7 empty] | Otago
Wood Processing |  | WESTCO LAGAN | Butlers road Ruatapu | Scott |  | Water tube | 2001 | 4.5 | Steam | 7.2 | 6.5 to 8.5 | 4.5? | 24 | 340 | 37.8 | no |  | 184 * | Sawdust, Planer shavings and chip fines | 6-10,000 Tonnes | Tonnes |  | 2004-02-01 | 65% | 0 | Hokitika | West Coast |  |  | bill@westco.co.nz
Wood Processing | C141100 | WHITTAKER SAWMILLING | MASTERTON | EASTEEL |  | Watertube |  | 1 | Hot Water |  | 10 | [6 empty] | 160 | Wood waste | [7 empty] | Wellington |  |  | 06 377 4186
Wood Processing |  | WILSON BROS TIMBER | TIMARU |  |  | No heating plant | [20 empty] | Canterbury
Wood Processing | C15 | WINSTONE PULP INTERNATIONAL | TANGIWAI | EASTEEL |  | Watertube | 2001 | 5 | Hot Water |  | 8 |  |  |  | 40.32 |  |  | 160 | Sawdust & dry shaving | [7 empty] | Manawatu
Wood Processing | C15 | WINSTONE PULP INTERNATIONAL | TANGIWAI | BABCOCK |  |  | 1987 | 2 | Steam | [5 empty] | 0 |  |  |  | Coal |  |  |  |  | 0.7 | 0 |  | Manawatu
Wood Processing | C141100 | wpi sawmilling
Forestry management |  | pf olsen | NO BOILER | [22 empty] | Rotorua | Bay of Pleanty | 176.268 | -38.1591
|  | McVicar Timber Group Ltd | 55 John Rd, Christchurch | Babcock |  | Firetube | 2001 | 6 |  | 6 Mw | 1024Kpa | 6 Mw | 24 | 340 |  | no |  | 800 degrees C backend | Uses shavings, sawdust, hogged waste etc |  | Tonnes |  |  |  |  | Christchurch | Canterbury
1759.49